## Awarded Vendors
Electric Vehicle Supply Equipment (EVSE) 04016
Price List
Awarded Vendors:
BROADBAND TELCOM POWER, INC. (BTC Power)
Moser Services Group (EV Connect)
ZECO SYSTEMS, INC. (Shell Recharge Solutions)
PUGET SOUND SOLAR LLC (PSS)
Freewire Technologies Inc. (Freewire)

## BTC Power
COMPANY | CATEGORY | TYPE OF PRODUCT (EX. Type of Charger, hardware, software, etc. ) | PRODUCT NAME | PRODUCT DESCRIPTION | MODEL | MANUFACTURER | BRAND | PRODUCT CERTIFICATIONS | CURRENT COST (Effective 5/1/23) | MSRP | # OF DAYS FOR DELIVERY AFTER ORDER RECEIPT | NOTES TO CUSTOMERS
BTCPower | 1 | DC Fast Charger - Power Enclosure Cabinet | High-Powered DC Fast Charger (DCFC) Power Enclosure | This is part of a DCFC modular system capable of charging Electric Vehicles up to 350kW in Direct Current. Product is comprised of Power Enclosure, which houses the power engine and a Dispenser. This specific component is a 100kW Power enclosure - Level 4 Tower 100kW 480VAC 2 Dispenser model | HPCT-100-480-2 | BTCPower | SAME | Certificed by Intertek (ETL) - Authorization to Mark included with this new product submission. | 31077.59 | 32700 | Current Lead time is 150 days.
BTCPower | 1 | DC Fast Charger - Power Enclosure Cabinet | High-Powered DC Fast Charger (DCFC) Power Enclosure | This is part of a DCFC modular system capable of charging Electric Vehicles up to 350kW in Direct Current. Product is comprised of Power Enclosure, which houses the power engine and a Dispenser. This specific component is a 100kW Power enclosure - Level 4 Tower 150kW 480VAC 3 Dispenser model | HPCT-150-480-3 | BTCPower | SAME | Certificed by Intertek (ETL) - Authorization to Mark included with this new product submission. | 39345.94 | 41400 | Current Lead time is 150 days.
BTCPower | 1 | DC Fast Charger - Power Enclosure Cabinet | High-Powered DC Fast Charger (DCFC) Power Enclosure | This is part of a DCFC modular system capable of charging Electric Vehicles up to 350kW in Direct Current. Product is comprised of Power Enclosure, which houses the power engine and a Dispenser. This specific component is a 200kW Power enclosure - Level 4 Tower 200kW 480VAC 4 Dispenser model | HPCT-200-480-4 | BTCPower | SAME | Certificed by Intertek (ETL) - Authorization to Mark included with this new product submission. | 49420.02 | 52000 | Current Lead time is 150 days.
BTCPower | 1 | DC Fast Charger - Low-Power Dispenser | 125A Level 4 Dispenser CHAdeMO/CCS1 | This is part of a DCFC modular system capable of charging Electric Vehicles up to 350kW in Direct Current. Product is comprised of Power Enclosure, which houses the power engine and a Dispenser. This specific component is the HPC Dispenser capable of delivering 50kW through 125A connectors. | HPCD1-125-01 | BTCPower | SAME | Certificed by Intertek (ETL) - Authorization to Mark included with this new product submission. | 25280.24 | 26600 | Current Lead time is 150 days.
BTCPower | 1 | DC Fast Charger - Mid-Power Dispenser | 200A Level 4 Dispenser CHAdeMO/CCS1 | This is part of a DCFC modular system capable of charging Electric Vehicles up to 350kW in Direct Current. Product is comprised of Power Enclosure, which houses the power engine and a Dispenser. This specific component is the HPC Dispenser capable of delivering 100kW through 200A connectors. | HPCD1-200-01 | BTCPower | SAME | Certificed by Intertek (ETL) - Authorization to Mark included with this new product submission. | 29842.09 | 31400 | Current Lead time is 150 days.
BTCPower | 1 | DC Fast Charger - High-Power Dispenser | 350A Level 4 Dispenser CHAdeMO/CCS1 | This is part of a DCFC modular system capable of charging Electric Vehicles up to 350kW in Direct Current. Product is comprised of Power Enclosure, which houses the power engine and a Dispenser. This specific component is the HPC Dispenser capable of delivering 200kW (SAE Side Only) through 200A (Chademo) and 500A (CCS-1, Huber/Suhner Liquid Cooled connectors. | HPCD1-350-01 | BTCPower | SAME | Certificed by Intertek (ETL) - Authorization to Mark included with this new product submission. | 32503.17 | 34200 | Current Lead time is 150 days.
BTCPower | 2 | DC Fast Charger - High-Power Dispenser Network Mgmt and Reporting Services | 350A Level 4 Dispenser CHAdeMO/CCS1 | This is part of a DCFC modular system capable of charging Electric Vehicles up to 350kW in Direct Current. Product is comprised of Power Enclosure, which houses the power engine and a Dispenser. | N/A - This line item is the NMS to operate. | BTCPower | SAME | Not Applicable | 30.75 | 40 | Not Applicable | per port, per month
BTCPower | 3 | DC Fast Charger - High-Power Enclosure and Dispenser - Delivery, Installation, Provisioning, Commissioning Services | Not Applicable | This is the cost to deliver, wiring, commissioning and testing of the HPC-DCFC system at the site location. | N/A - This line item is for installation services | BTCPower | SAME | Not Applicable | 2708.6 | 2850 | Not Applicable | This costs is based upon a configuration of One (1) Power Enclosure and two (2) HPC Dispeners. Additional charges could apply based on the configuration.
*** Prices increased due to Economic Price Adjustment, effective May 1, 2023***

## Freewire
COMPANY | CATEGORY | TYPE OF PRODUCT (EX. Type of Charger, hardware, software, etc. ) | PRODUCT NAME | PRODUCT DESCRIPTION | MODEL | MANUFACTURER | BRAND | PRODUCT CERTIFICATIONS | CURRENT COST (Effective 5/1/23) | MSRP | # OF DAYS FOR DELIVERY AFTER ORDER RECEIPT | NOTES TO CUSTOMERS
FreeWire Technologies | 1 - DCFC | DC Fast Charging Hardware | Boost 150 | Ultrafast EV Charger with Integrated Storage 160kWh capacity, 150kW output Dual-Port CHAdeMO and CCS Combo | Boost150 | FreeWire Technologies | FreeWire Technologies | U.S.: complies with UL 2202, UL 2231-1, UL 2231-2, UL 991, UL 1973 (battery pack), Enclosure Rating IP54 | 146415.2 | 135000 | 70-140 Days depending on order qty | Additional Discounts available for larger order quantities
FreeWire Technologies | 1 - DCFC | DC Fast Charging Hardware | Boost 150 - 3 Year Warranty | Boost 150 On-Site Warranty, Maintenance, and Connectivity for 3 Years | Boost150-3YR-WARRANTY | FreeWire Technologies | FreeWire Technologies | N/A | 30580.04 | 27350 | N/A | FreeWire requires at least 3 year warranty be purchased with Boost 150. See FreeWire Warranty Document for details
FreeWire Technologies | 1 - DCFC | DC Fast Charging Hardware | Boost 150 - 5 Year Warranty | Boost 150 On-Site Warranty On-Site Warranty, Maintenance, and Connectivity Extension to 5 Years | Boost150-5YR-WARRANTY | FreeWire Technologies | FreeWire Technologies | N/A | 19641.66 | 17567 | N/A | Optional extension to 5 Years. See FreeWire Warranty Document for details
FreeWire Technologies | 1 - DCFC | DC Fast Charging Hardware | Boost 200 | Ultrafast EV Charger with Integrated Storage 160kWh capacity, 200kW 1000V Output Dual-Port CHAdeMO and CCS Combo | Boost200 | FreeWire Technologies | FreeWire Technologies | U.S.: complies with UL 2202, UL 2231-1, UL 2231-2, UL 991, UL 1973 (battery pack), Enclosure Rating IP54 | 154007.09 | 142000 | 70-140 Days depending on order qty | Additional Discounts available for larger order quantities
FreeWire Technologies | 1 - DCFC | DC Fast Charging Hardware | Boost 200 - 3 Year Warranty | Boost 200 On-Site Warranty, Maintenance, and Connectivity for 3 Years | Boost200-3YR-WARRANTY | FreeWire Technologies | FreeWire Technologies | N/A | 33543 | 30000 | N/A | FreeWire requires at least 3 year warranty be purchased with Boost 200. See FreeWire Warranty Document for details
FreeWire Technologies | 1 - DCFC | DC Fast Charging Hardware | Boost 200 - 5 Year Warranty | Boost 200 On-Site Warranty, Maintenance, and Connectivity Extension to 5 Years | Boost200-5YR-WARRANTY | FreeWire Technologies | FreeWire Technologies | N/A | 21517.83 | 19245 | N/A | Optional extension to 5 Years. See FreeWire Warranty Document for details
FreeWire Technologies | 1 - DCFC | DC Fast Charging Hardware | Co-Branding | Branded charger wrap design and screen customization (pre-ship installation) for Boost 150 & Boost 200 | CO-BRAND | FreeWire Technologies | FreeWire Technologies | N/A | 4170.51 | 4000 | N/A | FreeWire will work with customer to incorporate designs and logos into co-branding
FreeWire Technologies | 1 - DCFC | DC Fast Charging Hardware | Post Warranty Monitoring and Data (Annual) | Post warranty monitoring, connectivity, and cellular data per year for Boost 150 and Boost 200 | POST-WARRANTY-DATA | FreeWire Technologies | FreeWire Technologies | N/A | 1229.91 | 1100 | N/A
*** Prices increased due to Economic Price Adjustment, effective May 1, 2023***

## PSS
COMPANY NAME | CATEGORY | New This Amendment | TYPE OF PRODUCT Type of Charger, hardware, software, etc. | PRODUCT NAME | PRODUCT DESCRIPTION | MODEL | MANUFACTURER | BRAND | PRODUCT CERTIFICATIONS | Contract Price includes Shipping | MSRP
ABB
Puget Sound Solar | 1 |  | DC Fast Charger | ABB Terra DC Wallbox | 1-phase, CCS1, ABB Terra DC Wallbox - 24 kW Wallmounted DC Fast Charger rated up to 920 VDC, 23 foot CCS-1 Cable, single phase 208/240 volt input, RFID reader, LED Display, cellular modem, basic CCS-1 holster, 2 year PARTS ONLY warranty, w/ station activation kit | ONRAMP-ABB-DC24-WALL-1P-CCS1 | ABB | ABB | UL standards: Single phase 19.5 kW @ 208 V, 22.5 kW @ 240 V / 100 A input. | 13915.3 | 14145
Puget Sound Solar | 1 |  | DC Fast Charger | ABB Terra DC Wallbox | 3-phase, CCS1, ABB Terra DC Wallbox - 24 kW Wallmounted DC Fast Charger rated up to 920 VDC, 23 foot CCS-1 Cable, 3-phase 480 volt input, RFID reader, LED Display, cellular modem, basic CCS-1 holster, 2 year PARTS ONLY warranty, w/ station activation kit | ONRAMP-ABB-DC24-WALL-3P-CCS1 | ABB | ABB | UL standards: Three phase 0 – 22.5 kW, 24 kW (peak) @ 480 V / 32 A input. | 14267.525 | 14510
Puget Sound Solar | 1 |  | DC Fast Charger | ABB Terra DC Wallbox | 1-phase, CHD, ABBTerra DC Wallbox - 24 kW Wallmounted DC Fast Charger rated up to 920 VDC, 23 foot CHAdeMO Cable, 3-phase 480 volt input, RFID reader, LED Display, cellular modem, basic CHD holster, 2 year PARTS ONLY warranty, w/ station activation kit | ONRAMP-ABB-DC24-WALL-1P-CHD | ABB | ABB | UL standards: Single phase 19.5 kW @ 208 V, 22.5 kW @ 240 V / 100 A input. | 13915.3 | 14145
Puget Sound Solar | 1 |  | DC Fast Charger | ABB Terra DC Wallbox | 1-phase, Dual, CCS1, CHD, ABB Terra DC Wallbox - 24 kW Wallmounted DC Fast Charger rated up to 920 VDC, dual connector, 23 foot CCS-1 and CHAdeMO Cable, single phase 208/240 volt input, RFID reader, LED Display, cellular modem, basic CCS-1 and CHD basic holsters, 2 year PARTS ONLY warranty, w/ station activation kit | ONRAMP-ABB-DC24-WALL-1P-CCS1-CHD | ABB | ABB | UL standards: Single phase 19.5 kW @ 208 V, 22.5 kW @ 240 V / 100 A input. | 17003.3 | 17345
Puget Sound Solar | 1 |  | DC Fast Charger | ABB Terra DC Wallbox | 3-phase, Dual, CCS1, CHD, ABB Terra DC Wallbox - 24 kW Wallmounted DC Fast Charger rated up to 920 VDC, dual connector, 23 foot CCS-1 and CHAdeMO Cable, 3-phase 208/240 volt input, RFID reader, LED Display, cellular modem, basic CCS-1 and CHD basic holsters, 2 year PARTS ONLY warranty, w/ station activation kit | ONRAMP-ABB-DC24-WALL-3P-CCS1-CHD | ABB | ABB | UL standards: Three phase 0 – 22.5 kW, 24 kW (peak) @ 480 V / 32 A input. | 17355.525 | 17710
Puget Sound Solar | 1 |  | Service Plan | ABB Terra DC Wallbox | ABB Charger Connect to enable remote software updates, and remote troubleshooting | ONRAMP-ABB-ANNUAL | ABB | ABB | N/A | N/A | 129
Puget Sound Solar | 1 |  | Service Plan | ABB Terra DC Wallbox | One time Activation Fee to activate an ABB station | ONRAMP-ABB-ACTIVE | ABB | ABB | N/A | N/A | 249
Puget Sound Solar | 1 |  | Service Plan | ABB Terra DC Wallbox | One time on-site networking fee to connect an ABB station to the ChargePoint network. Includes: a station activation kit, ChargePoint activation services (CPSUPPORT-ACTIVE) and an on-site dispatch by ChargePoint | ONRAMP-ABB-NETWORKING-NA | ABB | ABB | N/A | N/A | 1048
Puget Sound Solar | 1 |  | Service Plan | ABB Terra DC Wallbox | 1yr Prepaid, DC, Commercial Cloud Plan. Includes Secure Network Connection, On-going Station Software updates, Station Inventory, 24x7 Driver Support, Host Support, Session Data and Analytics, Fleet Vehicle Management and Integration, Fleet Access Control, Valet Dashboard, Power Management (Circuit, Panel, Site Sharing), Scheduled Charging, Driver Access Control, Pricing and Automatic Funds Collection, Waitlist, Videos (on supported hardware). | CPCLD-COMMERCIAL-DC-1 | ABB | ABB | N/A | N/A | 870
Puget Sound Solar | 1 |  | Service Plan | ABB Terra DC Wallbox | 2yr Prepaid, DC, Commercial Cloud Plan. Includes Secure Network Connection, On-going Station Software updates, Station Inventory, 24x7 Driver Support, Host Support, Session Data and Analytics, Fleet Vehicle Management and Integration, Fleet Access Control, Valet Dashboard, Power Management (Circuit, Panel, Site Sharing), Scheduled Charging, Driver Access Control, Pricing and Automatic Funds Collection, Waitlist, Videos (on supported hardware). | CPCLD-COMMERCIAL-DC-2 | ABB | ABB | N/A | N/A | 1700
Puget Sound Solar | 1 |  | Service Plan | ABB Terra DC Wallbox | 3yr Prepaid, DC, Commercial Cloud Plan. Includes Secure Network Connection, On-going Station Software updates, Station Inventory, 24x7 Driver Support, Host Support, Session Data and Analytics, Fleet Vehicle Management and Integration, Fleet Access Control, Valet Dashboard, Power Management (Circuit, Panel, Site Sharing), Scheduled Charging, Driver Access Control, Pricing and Automatic Funds Collection, Waitlist, Videos (on supported hardware). | CPCLD-COMMERCIAL-DC-3 | ABB | ABB | N/A | N/A | 2480
Puget Sound Solar | 1 |  | Service Plan | ABB Terra DC Wallbox | 4yr Prepaid, DC, Commercial Cloud Plan. Includes Secure Network Connection, On-going Station Software updates, Station Inventory, 24x7 Driver Support, Host Support, Session Data and Analytics, Fleet Vehicle Management and Integration, Fleet Access Control, Valet Dashboard, Power Management (Circuit, Panel, Site Sharing), Scheduled Charging, Driver Access Control, Pricing and Automatic Funds Collection, Waitlist, Videos (on supported hardware). | CPCLD-COMMERCIAL-DC-4 | ABB | ABB | N/A | N/A | 3220
Puget Sound Solar | 1 |  | Service Plan | ABB Terra DC Wallbox | 5yr Prepaid, DC, Commercial Cloud Plan. Includes Secure Network Connection, On-going Station Software updates, Station Inventory, 24x7 Driver Support, Host Support, Session Data and Analytics, Fleet Vehicle Management and Integration, Fleet Access Control, Valet Dashboard, Power Management (Circuit, Panel, Site Sharing), Scheduled Charging, Driver Access Control, Pricing and Automatic Funds Collection, Waitlist, Videos (on supported hardware). | CPCLD-COMMERCIAL-DC-5 | ABB | ABB | N/A | N/A | 3915
Puget Sound Solar | 1 |  | Activation Service | ABB Terra DC Wallbox | Initial Station Activation & Configuration Service includes activation of cloud services and configuration of radio groups, custom groups, connections, access control, visibility control, pricing, reports and alerts. One time initial service per station. |  | ABB | ABB | N/A | N/A | 349
Puget Sound Solar | 1 |  | Activation Service | ABB Terra DC Wallbox | Customer works with their own contractor to perform all construction and station installation services. ChargePoint will then engage an authorized ChargePoint Partner to perform Site Validation of electrical capacity, transformers, panels, breakers, wiring, cellular coverage and that the station installation meets all ChargePoint published requirements and local codes. Upon successful Site Validation, the customer will be eligible to obtain warranty coverage under a ChargePoint Maintenance plan, sold separately. Note, a failed Site Validation will incur a second validation fee to repeat the validation after the site deficiencies are corrected. Priced per AC station. | CPSUPPORT-SITEVALID | ABB | ABB | N/A | N/A | 630
Puget Sound Solar | 1 | NEW | DC Fast Charger | T124 CJ High Current | ABB TERRA 124 CJ. 2 year parts and on-site labor standard warranty, remove activation support, and five years of charger connect. Features 1x 400A (peak) CCS1 charging cable and 1x 200A CHAdeMO charging cable in dual outlet configuration, and can charge 2 vehicles simultaneously up to 60 kW each. | T124 CJ High Current | ABB | ABB |  | 85397.5 | 91025
Puget Sound Solar | 1 | NEW | Activation Service | On-site commissioning fee per unit. | On-site commissioning fee per unit (subject to change based on location) | 4EPY450001R1 | ABB | ABB | N/A | N/A | 2275
Puget Sound Solar | 1 | NEW | Accessory | Cable Management Solution | (1 of 2) Cable Management Solution for dual HIGH CURRENT CCS1 and CHAdeMO outlet (each part number includes one cable retractor, must order qty 1 of each part number, pricing is per part number). Associated labor cost to install is not included on this line item. | TL40028874179003 | ABB | ABB | N/A | 1709.1 | 1899
Puget Sound Solar | 1 | NEW | Accessory | Cable Management Solution | (2 of 2) Cable Management Solution for dual HIGH CURRENT CCS1 and CHAdeMO outlet (each part number includes one cable retractor, must order qty 1 of each part number, pricing is per part number). Associated labor cost to install is not included on this line item. | TR40025683819003 | ABB | ABB | N/A | 1709.1 | 1899
Puget Sound Solar | 1 | NEW | Accessory | OPTIONAL ABOVE GROUND SIDE CONDUIT ENTRY | Above ground metal foundation for Terra 54HV and Terra 124/184 units - allows for side conduit entry when trenching is not possible. Labor to field install is not included. For shorter foundation options, contact ABB sales. | 2CEB489802R0003 | ABB | ABB | N/A | 2079.1 | 1949
Puget Sound Solar | 1 | NEW | Warranty | OPTIONAL PARTS & LABOR WARRANTY | Parts and on-site labor extended warranty per Terra 124 unit - 3 years. | 6AGC084266 | ABB | ABB | N/A | N/A | 6134
Puget Sound Solar | 1 | NEW | Warranty | OPTIONAL PARTS & LABOR WARRANTY | Parts and on-site labor extended warranty per Terra 124 unit - 5 years | 6AGC084268 | ABB | ABB | N/A | N/A | 17126
Puget Sound Solar | 1 | NEW | Service Plan | OPTIONAL PREVENTATIVE MAINTENANCE | One preventative maintenance visit per T124/T184 unit. Must be scheduled in advance and sites with multiple ABB stations will have PMs completed concurrently. Includes 2 hours of drive time by technician - remote sites may incur an additional travel-time surcharge. | 6AGX000022 | ABB | ABB | N/A | N/A | 1661
Chargepoint
Puget Sound Solar | 1 |  | Smart Level 2 | CT4011-GW1 | Single Output, Gateway Option, Bollard Unit - 208/240V @30A with Cord Management | CT4011-GW1 | ChargePoint | ChargePoint | UL 2594 UL 2231- UL 2231-2, NEC 625,FCC |  | 5010
Puget Sound Solar | 1 |  | Smart Level 2 | CT4013-GW1 | Single Output, Gateway Option, Wall Mount Unit - 208/240V @30A with Cord Management | CT4013-GW1 | ChargePoint | ChargePoint | UL 2594 UL 2231- UL 2231-2, NEC 625,FCC |  | 5010
Puget Sound Solar | 1 |  | Smart Level 2 | CT4021-GW1 | Dual Output, Gateway Option, Bollard Unit - 208/240V @30A with Cord Management | CT4021-GW1 | ChargePoint | ChargePoint | UL 2594 UL 2231- UL 2231-2, NEC 625,FCC | 6629 | 7210
Puget Sound Solar | 1 |  | Smart Level 2 | CT4023-GW1 | Dual Output, Gateway Option, Wall Mount Unit - 208/240V @30A with Cord Management | CT4023-GW1 | ChargePoint | ChargePoint | UL 2594 UL 2231- UL 2231-2, NEC 625,FCC | 6629 | 7210
Puget Sound Solar | 1 |  | Smart Level 2 | CT4025-GW1 | Dual Output, Gateway Option, Bollard Unit - 208/240V @30A with Cord Management, 23' Cords, 8' CMK | CT4025-GW1 | ChargePoint | ChargePoint | UL 2594 UL 2231- UL 2231-2, NEC 625,FCC |  | 8210
Puget Sound Solar | 1 |  | Smart Level 2 | CT4027-GW1 | Dual Output Gateway Option, Wall Mount Unit - 208/240V @30A with Cord Management, 23' Cords, 8' CMK | CT4027-GW1 | ChargePoint | ChargePoint | UL 2594 UL 2231- UL 2231-2, NEC 625,FCC |  | 8210
Puget Sound Solar | 1 |  | Accessory | CT4000-PMGMT | CT4000 Power Management Kit. Both ports on a dual port station can share a single 40A circuit (Power Share) | CT4000-PMGMT | ChargePoint | ChargePoint | N/A | 65 | 65
Puget Sound Solar | 1 |  | Accessory | CT4001-CCM | Bollard Concrete Mounting Kit. Bolts: 5/8 - 11 x 9, F1554 Grade 55 hot-dipped galvanized threaded bolts - 3 ea. Nuts: 5/8 - Heavy Galvanized Hex Nuts (DH Rated) - 12 ea. Washers: Galvanized Washers (ASTM F436) - 9 ea. Plastic Template - 1 ea | CT4001-CCM | ChargePoint | ChargePoint | N/A | 125 | 125
Puget Sound Solar | 1 |  | Service Plan | CT4000-ASSURE1 | 1 year Prepaid Assure Plan CT4000 (complete maintenance and repair service) | CT4000-ASSURE1 | ChargePoint | ChargePoint | Priced per station | N/A | 775
Puget Sound Solar | 1 |  | Service Plan | CT4000-ASSURE5 | 5 year prepaid Assure Plan CT4000 (complete maintenance and repair service) | CT4000-ASSURE5 | ChargePoint | ChargePoint | Priced per station | N/A | 2620
Puget Sound Solar | 1 |  | Service Plan | CPCLD-COMMERCIAL-1 | 1yr Prepaid Commercial Cloud Plan | CPCLD-COMMERCIAL-1 | ChargePoint | ChargePoint | Sold per Port | N/A | 345
Puget Sound Solar | 1 |  | Service Plan | CPCLD-COMMERCIAL-5 | 5yr Prepaid Commercial Cloud Plan | CPCLD-COMMERCIAL-5 | ChargePoint | ChargePoint | Sold per Port | N/A | 1555
Puget Sound Solar | 1 |  | Service Plan | CPCLD-ENTERPRISE-1 | 1yr Prepaid Enterprise Cloud Plan | CPCLD-ENTERPRISE-1 | ChargePoint | ChargePoint | Sold per Port | N/A | 480
Puget Sound Solar | 1 |  | Service Plan | CPCLD-ENTERPRISE-5 | 5yr Prepaid Enterprise Cloud Plan | CPCLD-ENTERPRISE-5 | ChargePoint | ChargePoint | Sold per Port | N/A | 2160
Puget Sound Solar | 1 |  | Validation Service | CPSUPPORT-ACTIVE | Initial Station Activation & Configuration Service includes activation of cloud services and configuration of radio groups, custom groups, connections, access control, visibility control, pricing, reports and alerts. One time initial service per station. | CPSUPPORT-ACTIVE | ChargePoint | ChargePoint | N/A | N/A | 349
Puget Sound Solar | 1 |  | Validation Service | CT4000-INSTALLVALID | Customer works with their own contractor to perform the all construction to the point where the stations can be bolted down and connected. ChargePoint will engage one of their O&M Partners to install the station on the prepared site and validation of electrical capacity, transformers, panels, breakers, wiring, cellular coverage and that station installation meets all ChargePoint published requirements and local codes. A successful Site Validation is a prerequisite to purchase ChargePoint Assure. INSTALLVALID is priced per station. | CT4000-INSTALLVALID | ChargePoint | ChargePoint | N/A | N/A | 1260
Puget Sound Solar | 1 |  | Validation Service | CPSUPPORT-SITEVALID | "On-site validation for a customer not using an O&M Partner or self-validating Channel Partner to perform the construction and station installation: used to validate the installation has been performed per ChargePoint published requirements. The on-site validation consists of checking electrical capacity, transformers, panels, breakers, wiring, cellular coverage, and that the station installation meets all ChargePoint published requirements and local codes. A site is defined as a group of stations that are installed within 150 feet of each other. A successful Site Validation is a prerequisite to purchase ChargePoint Assure. CPSUPPORT-SITEVALID is priced for up to 5 stations that exist within the same 150 feet group of stations. | CPSUPPORT-SITEVALID | ChargePoint | ChargePoint | N/A | N/A | 630
Puget Sound Solar | 1 |  | Smart Level 2 | CP6023X-80A-L7 | CP6023, NA, AC Station, 2 x Type 1 Cable, 80A, 1-Phase, 23' Cable, 8' Cable Management Kit, Wall Mount, RFID Reader, Cellular/Wi-Fi, UL, Power Share Jumper, 1YR Parts Warranty. | CP6023X-80A-L7 | ChargePoint | ChargePoint | UL 2594 UL 2231- UL 2231-2, NEC 625,FCC | 11025.125 | 11100
Puget Sound Solar | 1 |  | Smart Level 2 | CP6013X-80A-L7 | CP6013, NA, AC Station, 1 x Type 1 Cable, 80A, 1-Phase, 23' Cable, 8' Cable Management Kit, Wall Mount, RFID Reader, Cellular/Wi-Fi, UL, Power Share Jumper, 1YR Parts Warranty. | CP6013X-80A-L7 | ChargePoint | ChargePoint | UL 2594 UL 2231- UL 2231-2, NEC 625,FCC | 7092.75 | 7025
Puget Sound Solar | 1 |  | Smart Level 2 | CP6021X-80A-L7 | CP6021, NA, AC Station, 2 x Type 1 Cable, 80A, 1-Phase, 23' Cable, 8' Cable Management Kit, Pedestal Mount, RFID Reader, Cellular/Wi-Fi, UL, Power Share Jumper, 1YR Parts Warranty. | CP6021X-80A-L7 | ChargePoint | ChargePoint | UL 2594 UL 2231- UL 2231-2, NEC 625,FCC | 11025.125 | 11100
Puget Sound Solar | 1 |  | Smart Level 2 | CP6011X-80A-L7 | CP6011, NA, AC Station, 1 x Type 1 Cable, 80A, 1-Phase, 23' Cable, 8' Cable Management Kit, Pedestal Mount, RFID Reader, Cellular/Wi-Fi, UL, Power Share Jumper, 1YR Parts Warranty. | CP6011X-80A-L7 | ChargePoint | ChargePoint | UL 2594 UL 2231- UL 2231-2, NEC 625,FCC | 7092.75 | 7025
Puget Sound Solar | 1 |  | Accessory | CP6000-CMT-NA | CP6000 Concrete Mounting Template, NA | CP6000-CMT-NA | ChargePoint | ChargePoint | N/A | 144.75 | 125
Puget Sound Solar | 1 |  | Service Plan | CP6000-ASSURE-1 | 1 prepaid year of ChargePoint Assure for CP6000 stations. Includes Parts and Labor Warranty, Remote Technical Support, On-Site Repairs when needed, Unlimited Configuration Changes, and Reporting. | CP6000-ASSURE-1 | ChargePoint | ChargePoint | N/A | N/A | 580
Puget Sound Solar | 1 |  | Service Plan | CP6000-ASSURE-5 | 5 prepaid years of ChargePoint Assure for CP6000 stations. Includes Parts and Labor Warranty, Remote Technical Support, On-Site Repairs when needed, Unlimited Configuration Changes, and Reporting. | CP6000-ASSURE-5 | ChargePoint | ChargePoint | N/A | N/A | 2470
Puget Sound Solar | 1 |  | Service Plan | CPF50 & CP6000 | Prepaid Power Cloud Plan subscription with station management features such as Basic Fleet Vehicle Management, Automatic Software Updates, and basic Power Sharing. Real-time dashboards and reports provided for applicable features. Station Activation purchase required. | CPCLD-POWER-1 | ChargePoint | ChargePoint | N/A | N/A | 230
Puget Sound Solar | 1 |  | Service Plan | CPF50 & CP6000 | Prepaid Power Cloud Plan subscription with station management features such as Basic Fleet Vehicle Management, Automatic Software Updates, and basic Power Sharing. Real-time dashboards and reports provided for applicable features. Station Activation purchase required. | CPCLD-POWER-5 | ChargePoint | ChargePoint | N/A | N/A | 1035
Puget Sound Solar | 1 |  | Service Plan | CPF50 & CP6000 | CPCLD-FLEETCOMM-1 | CPCLD-FLEETCOMM-1 | ChargePoint | ChargePoint | N/A | N/A | 305
Puget Sound Solar | 1 |  | Service Plan | CPF50 & CP6000 | CPCLD-FLEETCOMM-5 | CPCLD-FLEETCOMM-5 | ChargePoint | ChargePoint | N/A | N/A | 1375
Puget Sound Solar | 1 |  | Service Plan | CPF50 & CP6000 | Fleet Enterprise Cloud Plan subscription. Includes advanced station management features such as: Automatic Software Updates, fleet management features including: Access Control and Pricing & Automatic Payment Collection, as well as advanced energy and power management features which include: Time of Use Power Sharing and Energy Management APIs. Real-time dashboards and reports provided for applicable features including 15 min meter data readings and associated advanced energy reports. | CPCLD-FLEETENT-1 | ChargePoint | ChargePoint | N/A | N/A | 440
Puget Sound Solar | 1 |  | Service Plan | CPF50 & CP6000 | Fleet Enterprise Cloud Plan subscription. Includes advanced station management features such as: Automatic Software Updates, fleet management features including: Access Control and Pricing & Automatic Payment Collection, as well as advanced energy and power management features which include: Time of Use Power Sharing and Energy Management APIs. Real-time dashboards and reports provided for applicable features including 15 min meter data readings and associated advanced energy reports. | CPCLD-FLEETENT-5 | ChargePoint | ChargePoint | N/A | N/A | 1980
Puget Sound Solar | 1 |  | Smart Level 2 | CPF50-L18-WALLMNT | Single Port, Wall Mount, 50A, Type 1, Cable 18', Single Phase Charger | CPF50-L18-WALLMNT | ChargePoint | ChargePoint | UL 2594 UL 2231- UL 2231-2, NEC 625,FCC | 1995.62 | 1918
Puget Sound Solar | 1 |  | Smart Level 2 | CPF50-L23-WALLMNT | Single Port, Wall Mount, 50A, Type 1, Cable 23', Single Phase Charger | CPF50-L23-WALLMNT | ChargePoint | ChargePoint | UL 2594 UL 2231- UL 2231-2, NEC 625,FCC | 2055.45 | 1980
Puget Sound Solar | 1 |  | Smart Level 2 | CPF50-L23-PEDMNT-CMK8 | Single Port, Pedestal Mount, 50A, Type 1, Cable 23', Single Phase Charger with 8' Cable Management Kit. Unit ships in 5 separate boxes. See | CPF50-L23-PEDMNT-CMK8 | ChargePoint | ChargePoint | UL 2594 UL 2231- UL 2231-2, NEC 625,FCC | 4153.36 | 3930
Puget Sound Solar | 1 |  | Smart Level 2 | CPF50-L18 WALLMNT-CMK6 | Single Port, Wall Mount, 50A, Type 1, Cable 18', Single Phase Charger. Unit ships in 3 separate boxes. See invoice or packing slip for details. | CPF50-L18 WALLMNT-CMK6 | ChargePoint | ChargePoint | UL 2594 UL 2231- UL 2231-2, NEC 625,FCC | 2687.525 | 2630
Puget Sound Solar | 1 |  | Smart Level 2 | CPF50-L23 WALLMNT-CMK8 | Single Port, Wall Mount, 50A, Type 1, Cable 23', Single Phase Charger with 8' Cable Management Kit. | CPF50-L23 WALLMNT-CMK8 | ChargePoint | ChargePoint | UL 2594 UL 2231- UL 2231-2, NEC 625,FCC | 3526.11 | 3280
Puget Sound Solar | 1 |  | Smart Level 2 | CPF50-L18-PEDMNT- Dual | Dual Port, Pedestal Mount, 50A, Type 1, Cable 18', Single Phase Charger. Unit ships in 5 separate boxes | CPF50-L18-PEDMNT- Dual | ChargePoint | ChargePoint | UL 2594 UL 2231- UL 2231-2, NEC 625,FCC | 4003.785 | 3775
Puget Sound Solar | 1 |  | Smart Level 2 | CPF50-L23-PEDMNT-Dual | Dual Port, Pedestal Mount, 50A, Type 1, Cable 23', Single Phase Charger. Unit ships in 5 separate boxes | CPF50-L23-PEDMNT-Dual | ChargePoint | ChargePoint | UL 2594 UL 2231- UL 2231-2, NEC 625,FCC | 4100.285 | 3875
Puget Sound Solar | 1 |  | Smart Level 2 | CPF50-L18-PEDMNT-CMK6-Dual | Dual Port, Pedestal Mount, 50A, Type 1, Cable 18', Single Phase Charger with 6' Cable Management Kit | CPF50-L18-PEDMNT-CMK6-Dual | ChargePoint | ChargePoint | UL 2594 UL 2231- UL 2231-2, NEC 625,FCC | 4852.985 | 4655
Puget Sound Solar | 1 |  | Smart Level 2 | CPF50-L23-PEDMNT-CMK8-Dual | Dual Port, Pedestal Mount, 50A, Type 1, Cable 23', Single Phase Charger with 8' Cable Management Kit. Unit ships in 6 separate boxes. | CPF50-L23-PEDMNT-CMK8-Dual | ChargePoint | ChargePoint | UL 2594 UL 2231- UL 2231-2, NEC 625,FCC | 5528.485 | 5355
Puget Sound Solar | 1 |  | Accessory | CPGW1-LTE | The ChargePoint Gateway provides connectivity for CPF50 to ChargePoint's Cloud via a cell to Wi-Fi modem. One gateway can provide connectivity up-to 9 CPF50 ports that are within 150 feet line of sight of the gateway. A gateway must be ordered for a new site, or if the site exceeds more than 9 ports, or if the CPF50 is installed more than 150 feet from the existing gateway. | CPGW1-LTE | ChargePoint | ChargePoint | UL 2594 UL 2231- UL 2231-2, NEC 625,FCC | 0 | 0
Puget Sound Solar | 1 | NEW | Smart Level 2 | CPF50-L18-GW-USA | Single Port, Wall Mount, 50A, Type 1, Cable 18', Single Phase Charger. Unit ships in 1 box. | CPF50-L18-GW-USA | ChargePoint | ChargePoint | Pending | CALL | 700
Puget Sound Solar | 1 | NEW | Smart Level 2 | CPF50-L18-WALLMNT-CMK6-GW-USA | Single Port, Wall Mount, 50A, Type 1, Cable 18', Single Phase Charger with 6' Cable Management Kit (CMK). Unit ships in 3 separate boxes. | CPF50-L18-WALLMNT-CMK6-GW-USA | ChargePoint | ChargePoint | Pending | CALL | 1240
Puget Sound Solar | 1 | NEW | Smart Level 2 | CPF50-L18-PEDMNT-CMK6-GW-USA | Single Port, Pedestal Mount, 50A, Type 1, Cable 18', Single Phase Charger with 6' Cable Management Kit (CMK). Unit ships in 4 separate boxes. | CPF50-L18-PEDMNT-CMK6-GW-USA | ChargePoint | ChargePoint | Pending | CALL | 1795
Puget Sound Solar | 1 | NEW | Smart Level 2 | CPF50-L18-PEDMNT-GW-USA | Single Port, Pedestal Mount, 50A, Type 1, Cable 18', Single Phase Charger. Unit ships in 3 separate boxes. | CPF50-L18-PEDMNT-GW-USA | ChargePoint | ChargePoint | Pending | CALL | 1455
Puget Sound Solar | 1 | NEW | Smart Level 2 | CPF50-L18-PEDMNT-CMK6-Dual-GW-USA | Dual Port, Pedestal Mount, 50A, Type 1, Cable 18', Single Phase Charger with Cable Management Kit (CMK). Unit ships in 5 separate boxes. | CPF50-L18-PEDMNT-CMK6-Dual-GW-USA | ChargePoint | ChargePoint | Pending | CALL | 2515
Puget Sound Solar | 1 | NEW | Smart Level 2 | CPF50-L18-PEDMNT-Dual-GW-USA | Dual Port, Pedestal Mount, 50A, Type 1, Cable 18', Single Phase Charger. Unit ships in 4 separate boxes. | CPF50-L18-PEDMNT-Dual-GW-USA | ChargePoint | ChargePoint | Pending | CALL | 2185
Puget Sound Solar | 1 | NEW | Smart Level 2 | CPF50-L23-GW-USA | Single Port, Wall Mount, 50A, Type 1, Cable 23', Single Phase Charger. Unit ships in 1 box. | CPF50-L23-GW-USA | ChargePoint | ChargePoint | Pending | CALL | 775
Puget Sound Solar | 1 | NEW | Smart Level 2 | CPF50-L23-WALLMNT-CMK8-GW-USA | Single Port, Wall Mount, 50A, Type 1, Cable 23', Single Phase Charger with 8' Cable Management Kit (CMK). Unit ships in 3 separate boxes. | CPF50-L23-WALLMNT-CMK8-GW-USA | ChargePoint | ChargePoint | Pending | CALL | 1635
Puget Sound Solar | 1 | NEW | Smart Level 2 | CPF50-L23-PEDMNT-CMK8-GW-USA | Single Port, Pedestal Mount, 50A, Type 1, Cable 23', Single Phase Charger with 8' Cable Management Kit (CMK). Unit ships in 5 separate boxes. | CPF50-L23-PEDMNT-CMK8-GW-USA | ChargePoint | ChargePoint | Pending | CALL | 2190
Puget Sound Solar | 1 | NEW | Smart Level 2 | CPF50-L23-PEDMNT-GW-USA | Single Port, Pedestal Mount, 50A, Type 1, Cable 23', Single Phase Charger. Unit ships in 3 separate boxes. | CPF50-L23-PEDMNT-GW-USA | ChargePoint | ChargePoint | Pending | CALL | 1530
Puget Sound Solar | 1 | NEW | Smart Level 2 | CPF50-L23-PEDMNT-CMK8-Dual-GW-USA | Dual Port, Pedestal Mount, 50A, Type 1, Cable 23', Single Phase Charger with 8' Cable Management Kit (CMK). Unit ships in 6 separate boxes. | CPF50-L23-PEDMNT-CMK8-Dual-GW-USA | ChargePoint | ChargePoint | Pending | CALL | 2985
Puget Sound Solar | 1 | NEW | Smart Level 2 | CPF50-L23-PEDMNT-Dual-GW-USA | Dual Port, Pedestal Mount, 50A, Type 1, Cable 23', Single Phase Charger. Unit ships in 4 separate boxes. | CPF50-L23-PEDMNT-Dual-GW-USA | ChargePoint | ChargePoint | Pending | CALL | 2335
Puget Sound Solar | 1 |  | Service Plan | CPF-ASSURE1 | 1 year Prepaid Assure Plan CPF50 (complete maintenance and repair service) | CPF-ASSURE1 | ChargePoint | ChargePoint | N/A | N/A | 150
Puget Sound Solar | 1 |  | Service Plan | CPF-ASSURE5 | 5 year Prepaid Assure Plan CPF50 (complete maintenance and repair service) | CPF-ASSURE5 | ChargePoint | ChargePoint | N/A | N/A | 600
Puget Sound Solar | 1 |  | Fleet Network Service | CPCLD-POWER-1 | 1yr Prepaid Power Cloud Plan, Available for CPF stations only | CPCLD-POWER-1 | ChargePoint | ChargePoint | N/A | N/A | 230
Puget Sound Solar | 1 |  | Fleet Network Service | CPCLD-POWER-5 | 5 yr Prepaid Power Cloud Plan, Available for CPF stations only | CPCLD-POWER-5 | ChargePoint | ChargePoint | N/A | N/A | 1035
Puget Sound Solar | 1 |  | Activation Service | CPSUPPORT-ACTIVE | Initial Station Activation & Configuration Service includes activation of cloud services and configuration of radio groups, custom groups, connections, access control, visibility control, pricing, reports and alerts. One time initial service per station. | CPSUPPORT-ACTIVE | ChargePoint | ChargePoint | N/A | N/A | 349
Puget Sound Solar | 1 |  | DC Fast Charger | CPE250C-625-ENABLE | Enable upgrade of CPE250 from 50 kW to 62.5 kW | CPE250C-625-ENABLE | ChargePoint | ChargePoint | N/A | CALL | 5000
Puget Sound Solar | 1 |  | Accessory | CPE250-PAIRINGKIT-F | The kit required for each CPE250 station that is to be installed in a paired configuration. One kit per station. | CPE250-PAIRINGKIT-F | ChargePoint | ChargePoint | N/A | 737.5 | 750
Puget Sound Solar | 1 |  | Accessory | CPE250-4/0LUGS-F | 4/0 T&B lugs used in pairing of CPE250. Includes 4 lugs per pack. One pack per station | CPE250-4/0LUGS-F | ChargePoint | ChargePoint | UL 2202, UL 2231-1, UL 2231-2,NEC 625,FCC | 0 | 0
Puget Sound Solar | 1 |  | Accessory | CPE250-3/0LUGS-F | 3/0 T&B lugs used in pairing of CPE250. Includes 4 lugs per pack. One pack per station | CPE250-3/0LUGS-F | ChargePoint | ChargePoint | UL 2202, UL 2231-1, UL 2231-2,NEC 625,FCC | 0 | 0
Puget Sound Solar | 1 |  | Accessory | CPE250-Adapter | Adapter that allows a CPE250 to be installed on a concrete base/pad designed for CPE200, Black | CPE250-Adapter | ChargePoint | ChargePoint | UL 2202, UL 2231-1, UL 2231-2,NEC 625,FCC | 760 | 800
Puget Sound Solar | 1 |  | Accessory | DC-UNIVERSAL-CMTMETRIC | Required metal bracket to align conduits and mounting bolts for DC power delivery products when cable entrance is from below. This bracket is to be installed into the foundation before the concrete pad is poured. Metric Units. Required for CPE250 and PDD series. | DC-UNIVERSAL-CMTMETRIC | ChargePoint | ChargePoint | n/a | 0 | 0
Puget Sound Solar | 1 |  | DC Fast Charger | ChargePoint Express 250 | ChargePoint Express 250 Station (62.5 kW) - includes Express 250 Station, 2x Power Modules, 1x CCS1 cable, 1x CHAdeMO cable, North America Modem/SIM. cUL and UL listed. All stations require a mounting template. Include in your order (1) XX-CMT for each station ordered. | CPE250C-625-CCS1-CHD | ChargePoint | ChargePoint | UL 2202, UL 2231-1, UL 2231-2,NEC 625,FCC | 47600 | 52000
Puget Sound Solar | 1 |  | DC Fast Charger | ChargePoint Express 250 | CPE250 Hardware | CPE250C-625-CCS1-200A-CHD-FTA | ChargePoint | ChargePoint | UL 2202, UL 2231-1, UL 2231-2,NEC 625,FCC | 58599.625 | 59770
Puget Sound Solar | 1 |  | DC Fast Charger | ChargePoint Express 250 | CPE250 Hardware | CPE250C-625-CCS1-200A-FTA | ChargePoint | ChargePoint | UL 2202, UL 2231-1, UL 2231-2,NEC 625,FCC | 58599.625 | 59770
Puget Sound Solar | 1 |  | DC Fast Charger | ChargePoint Express 250 | CPE250 Hardware | CPE250C-625-CCS1-200A-CHD-FHWA | ChargePoint | ChargePoint | UL 2202, UL 2231-1, UL 2231-2,NEC 625,FCC | 53533.375 | 54520
Puget Sound Solar | 1 |  | DC Fast Charger | ChargePoint Express 250 | CPE250 Hardware | CPE250C-625-CCS1-200A-FHWA | ChargePoint | ChargePoint | UL 2202, UL 2231-1, UL 2231-2,NEC 625,FCC | 53533.375 | 54520
Puget Sound Solar | 1 |  | DC Fast Charger | ChargePoint Express 250 | CPE250 Hardware | CPE250C-625-CCS1-200A-CHIP | ChargePoint | ChargePoint | UL 2202, UL 2231-1, UL 2231-2,NEC 625,FCC | 53533.375 | 54520
Puget Sound Solar | 1 |  | DC Fast Charger | ChargePoint Express 250 | CPE250 Hardware | CPE250C-625-CCS1-200A-CHD-CHIP | ChargePoint | ChargePoint | UL 2202, UL 2231-1, UL 2231-2,NEC 625,FCC | 53533.375 | 54520
Puget Sound Solar | 1 |  | DC Fast Charger | CPE250-CMT-IMPERIAL | Concrete Mounting Template used for the base mounting for the CPE250 and Express Plus Stations and is used to align conduits and mounting bolts. This template is to be installed into the foundation before the concrete pad is poured. Imperial Units (feet and inches).. Included with the CPE250. Required for CPE200 swap to CPE250. If replacement CMT is needed, order CPE250-CMT-IMPERIAL-RP | CPE250C-625-CCS1-200A-CHD-FTA | ChargePoint | ChargePoint | UL 2202, UL 2231-1, UL 2231-2,NEC 625,FCC | 0 | 0
Puget Sound Solar | 1 |  | DC Fast Charger | CPE250-CMT-IMPERIAL-RP | Replacement Concrete Mounting Template used for the base mounting for the CPE250 and Express Plus Stations | CPE250C-625-CCS1-200A-FTA | ChargePoint | ChargePoint | UL 2202, UL 2231-1, UL 2231-2,NEC 625,FCC | 759.05 | 799
Puget Sound Solar | 1 |  | DC Fast Charger | CPE250-INSTALL-COMMMISSIONING | This service includes both the Installation and Commissioning of the Express CPE250 charging station. Customers must work with their contractor to perform all construction (the ?make ready?) up to the point where stations can be bolted down and connected. ChargePoint will then perform the on-site validation of electrical capacity, transformers, panels, breakers, wiring, cellular coverage so that they meet all ChargePoint and local code requirements, then install and commission the station. Before installation can begin, ChargePoint requires the customer?s ?make ready? contractor to submit evidence of adherence to ChargePoint?s standards and specifications. In addition to verifying and testing the installation, Commissioning also ensures the station is connected to the ChargePoint network, completing software updates and pairing configuration if applicable. In parallel, the ChargePoint Activations team will configure the station and apply policies according to the customer?s specifications. A final Commissioning Report will be provided to the customer. Note that if Commissioning cannot be performed due to site or installation deficiencies for which ChargePoint is not responsible, the customer will incur a rescheduling fee to cover redeployment costs. Priced per Express CPE250 stat(more...) | CPE250C-625-CCS1-200A-CHD-FHWA | ChargePoint | ChargePoint | N/A | 4600 | 3500
Puget Sound Solar | 1 |  | DC Fast Charger | CPE250-COMMMISSIONING | This service includes on-site validation of electrical capacity, transformers, panels, breakers, wiring, cellular coverage so that the station meets all ChargePoint and local code requirements. In addition to verifying and testing the installation, Commissioning also ensures the station is connected to the ChargePoint network, completing software updates and pairing configuration if applicable. In parallel, the ChargePoint Activations team will configure the station and apply policies according to the customer?s specifications. A final Commissioning Report will be provided to the customer. Note that if Commissioning cannot be performed due to site or installation deficiencies for which ChargePoint is not responsible, the customer will incur a rescheduling fee to cover redeployment costs. Priced per Express CPE250 station. | CPE250C-625-CCS1-200A-FHWA | ChargePoint | ChargePoint | For TWO power modules | 950 | 600
Puget Sound Solar | 1 |  | DC Fast Charger | CPSUPPORT-ACTIVE | Initial Station Activation & Configuration Service includes activation of cloud services and configuration of radio groups, custom groups, connections, access control, visibility control, pricing, reports and alerts. One time initial service per station. | CPE250C-625-CCS1-200A-CHD-CHIP-PD | ChargePoint | ChargePoint | N/A | 349 | 349
Puget Sound Solar | 1 |  | Service Plan | CPCLD-ENTERPRISE-DC-1 | 1yr Prepaid, DC, Commercial Cloud Plan | CPCLD-ENTERPRISE-DC-1 | ChargePoint | ChargePoint | N/A | N/A | 1200
Puget Sound Solar | 1 |  | Service Plan | CPCLD-ENTERPRISE-DC-5 | 5yr Prepaid, DC, Commercial Cloud Plan | CPCLD-ENTERPRISE-DC-5 | ChargePoint | ChargePoint | N/A | N/A | 5400
Puget Sound Solar | 1 |  | Warranty | CPE250-ASSURE-1 | 1 year Prepaid Assure Plan for CPE250 (complete maintenance and repair service) | EXPRESS-ASSURE1 | ChargePoint | ChargePoint | For TWO power modules | N/A | 3410
Puget Sound Solar | 1 |  | Warranty | CPE250-ASSURE-5 | 5 year Prepaid Assure Plan for CPE250 (complete maintenance and repair service) | EXPRESS-ASSURE5 | ChargePoint | ChargePoint | For TWO power modules | N/A | 13650
Puget Sound Solar | 1 |  | Accessory | ChargePoint Card in Mailing Folder | Key Fob Size - Order in multiples of 25 ChargePoint Card in Mailing Folders (RFID) - | CT1000-CPCMF-CNCP00K | ChargePoint | ChargePoint | N/A | 5 | 5
Puget Sound Solar | 1 |  | Accessory | CT1000-CPCMF-CPFL00K | The ChargePoint Fleet Card Kit includes 10 Fleet Cards for charging fleet vehicles. Fleet managers log into the admin portal to set up the fleet cards and associate each card with a fleet vehicle. The Card Kit enables managers to track and manage all fleet vehicle charging within the admin portal. The Fleet Cards can be used at stations owned by the organization or public ChargePoint stations. | CT1000-CPCMF-CPFL00K | ChargePoint | ChargePoint | N/A | 65 | 65
Puget Sound Solar | 1 |  | DC Fast Charger | EXPP Hardware | The Power Block is the physical enclosure for Power Modules. A Power Block can hold up to 5 PowerModules, Power Modules sold separately. EXPP-BLOCK-350A-PD is rated or 350A. The Power Block Mounting Kit (EXPP-BLOCK-CMT) is required but not included. | PB1000-350A-PD | ChargePoint | ChargePoint | N/A | CALL | CALL
Puget Sound Solar | 1 |  | DC Fast Charger | EXPP Hardware | Express Plus Power Link PL1000 series, North America, 1x CCS1 350A 4.5m cable, 1x CHAdeMO 200A 4.5m cable, 2 Holsters, 2.4m Cable management kit, Pedestal, 200mm (8") Touch Display, ChargePoint signage, Contactless credit card and RFID reader, Cellular/WiFi, UL listed, Single input, 1 year warranty. Requires at least one Power Block with Power Modules | PL1021B-5A1S1- 2A3S1 | ChargePoint | ChargePoint | UL 2202, UL 2231-1, UL 2231-2,NEC 625,FCC | CALL | CALL
Puget Sound Solar | 1 |  | DC Fast Charger | EXPP Hardware | The Power Block is the physical enclosure for Power Modules. A Power Block can hold up to 5 Power Modules, Power Modules sold separately. EXPP-BLOCK-200A-PD is rated for 200A. The Power Block Mounting Kit (EXPP-BLOCK-CMT) is required but not included. | EXPP-PB1000-200A-PD | ChargePoint | ChargePoint | UL 2202, UL 2231-1, UL 2231-2,NEC 625,FCC | CALL | CALL
Puget Sound Solar | 1 |  | DC Fast Charger | EXPP Hardware | BUY AMERICA FHWA compliant. The Power Block is the physical enclosure for Power Modules. A Power Block can hold up to 5 Power Modules, Power Modules sold separately. EXPP-PB0001-200A-PD-FTA is rated for 200A. | EXPP-PB1000-200A-PD-FTA | ChargePoint | ChargePoint | UL 2202, UL 2231-1, UL 2231-2,NEC 625,FCC | CALL | CALL
Puget Sound Solar | 1 |  | DC Fast Charger | EXPP Hardware | The Power Block is the physical enclosure for Power Modules. A Power Block can hold up to 5 Power Modules, Power Modules sold separately. EXPP-BLOCK-250A-PD is rated for 250A. The Power Block Mounting Kit (EXPP-BLOCK-CMT) is required but not included. | EXPP-PB1000-250A-PD | ChargePoint | ChargePoint | UL 2202, UL 2231-1, UL 2231-2,NEC 625,FCC | CALL | CALL
Puget Sound Solar | 1 |  | DC Fast Charger | EXPP Hardware | The Power Block is the physical enclosure for Power Modules. A Power Block can hold up to 5 Power Modules, Power Modules sold separately. EXPP-BLOCK-350A-PD is rated for 350A. The Power Block Mounting Kit (EXPP-BLOCK-CMT) is required but not included. | EXPP-PB1000-350A-PD | ChargePoint | ChargePoint | UL 2202, UL 2231-1, UL 2231-2,NEC 625,FCC | CALL | CALL
Puget Sound Solar | 1 |  | DC Fast Charger | EXPP Hardware | BUY AMERICA FHWA compliant. The Power Block is the physical enclosure for Power Modules. A Power Block can hold up to 5 Power Modules, Power Modules sold separately. EXPP-PB0001-350A-PD-FTA is rated for 350A. | EXPP-PB1000-350A-PD-FTA | ChargePoint | ChargePoint | UL 2202, UL 2231-1, UL 2231-2,NEC 625,FCC | CALL | CALL
Puget Sound Solar | 1 |  | DC Fast Charger | EXPP Hardware | The Power Block is the physical enclosure for Power Modules. A Power Block can hold up to 5 Power Modules, Power Modules sold separately. EXPP-BLOCK-500A-PD is rated for 500A. The Power Block Mounting Kit (EXPP-BLOCK-CMT) is required but not included. | EXPP-PB1000-500A-PD | ChargePoint | ChargePoint | UL 2202, UL 2231-1, UL 2231-2,NEC 625,FCC | CALL | CALL
Puget Sound Solar | 1 |  | DC Fast Charger | EXPP Hardware | BUY AMERICA FTA compliant. Express Plus Power Link PL1000 series, North America, 1x CCS1 200A 4.5m cable, 1 Holster, 2.4m Cable management kit, Pedestal, 200mm (8") Touch Display, RFID reader, Cellular/WiFi, UL listed, Single input, 1 year warranty. Requires at least one Power Block with Power Modules. | EXPP-PL1011B-2A1S1-FTA | ChargePoint | ChargePoint | UL 2202, UL 2231-1, UL 2231-2,NEC 625,FCC | CALL | CALL
Puget Sound Solar | 1 |  | DC Fast Charger | EXPP Hardware | Express Plus Power Link PL1000 series, North America, 1x CCS1 350A 4.5m cable, 1 Holster, 2.4m Cable management kit, Pedestal, 200mm (8") Touch Display, ChargePoint signage, Contactless credit card and RFID reader, Cellular/WiFi, UL listed, 1 year warranty. Requires at least one Power Block with Power Modules | EXPP-PL1011B-5A1S1 | ChargePoint | ChargePoint | UL 2202, UL 2231-1, UL 2231-2,NEC 625,FCC | CALL | CALL
Puget Sound Solar | 1 |  | DC Fast Charger | EXPP Hardware | Express Plus Power Link PL1000 series, North America, 1x CCS1 350A 4.5m cable, 1 Holster, 2.4m Cable management kit, Pedestal, 200mm (8") Touch Display, ChargePoint signage, Contactless credit card and RFID reader, Cellular/WiFi, UL listed, Maintenance switch, 1 year warranty. Requires at least one Power Block with Power Modules | EXPP-PL1011B-5A1S1-MS | ChargePoint | ChargePoint | UL 2202, UL 2231-1, UL 2231-2,NEC 625,FCC | CALL | CALL
Puget Sound Solar | 1 |  | DC Fast Charger | EXPP Hardware | Express Plus Power Link PL1000 series, North America, 1x CCS1 200A 4.5m cable, 1 Holster, 2.4m Cable management kit, Pedestal, RFID reader, Cellular/WiFi, UL listed, Single input, 1 year warranty. Requires at least one Power Block with Power Modules | EXPP-PL1011X-2A1S1 | ChargePoint | ChargePoint | UL 2202, UL 2231-1, UL 2231-2,NEC 625,FCC | CALL | CALL
Puget Sound Solar | 1 |  | DC Fast Charger | EXPP Hardware | BUY AMERICA FTA compliant. Express Plus Power Link PL1000 series, North America, 1x CCS1 200A 4.5m cable, 1 Holster, 2.4m Cable management kit, Pedestal, RFID reader, Cellular/WiFi, UL listed, Single input, 1 year warranty. Requires at least one Power Block with Power Modules. | EXPP-PL1011X-2A1S1-FTA | ChargePoint | ChargePoint | UL 2202, UL 2231-1, UL 2231-2,NEC 625,FCC | CALL | CALL
Puget Sound Solar | 1 |  | DC Fast Charger | EXPP Hardware | Express Plus Power Link PL1000 series, North America, 1x CCS1 200A 4.5m cable, 1 Holster, 2.4m Cable management kit, Pedestal, RFID reader, Cellular/WiFi, UL listed, Single input, Maintenance switch, 1 year warranty. Requires at least one Power Block with Power Modules | EXPP-PL1011X-2A1S1-MS | ChargePoint | ChargePoint | UL 2202, UL 2231-1, UL 2231-2,NEC 625,FCC | CALL | CALL
Puget Sound Solar | 1 |  | DC Fast Charger | EXPP Hardware | BUY AMERICA FTA compliant. Express Plus Power Link PL1000 series, North America, 1x CCS1 200A 4.5m cable, 1 Holster, 2.4m Cable management kit, Pedestal, RFID reader, Cellular/WiFi, UL listed, Single input, Maintenance switch, 1 year warranty. Requires at least one Power Block with Power Modules. | EXPP-PL1011X-2A1S1-MS-FTA | ChargePoint | ChargePoint | UL 2202, UL 2231-1, UL 2231-2,NEC 625,FCC | CALL | CALL
Puget Sound Solar | 1 |  | DC Fast Charger | EXPP Hardware | Express Plus Power Link PL1000 series, North America, 1x CCS1 350A 4.5m cable, 1 Holster, 2.4m Cable management kit, Pedestal, RFID reader, Cellular/WiFi, UL listed, Single input, 1 year warranty. Requires at least one Power Block with Power Modules | EXPP-PL1011X-5A1S1 | ChargePoint | ChargePoint | UL 2202, UL 2231-1, UL 2231-2,NEC 625,FCC | CALL | CALL
Puget Sound Solar | 1 |  | DC Fast Charger | EXPP Hardware | BUY AMERICA FTA compliant. Express Plus Power Link PL1000 series, North America, 1x CCS1 350A 4.5m cable, 1 Holster, 2.4m Cable management kit, Pedestal, RFID reader, Cellular/WiFi, UL listed, Single input, 1 year warranty. Requires at least one Power Block with Power Modules | EXPP-PL1011X-5A1S1-FTA | ChargePoint | ChargePoint | UL 2202, UL 2231-1, UL 2231-2,NEC 625,FCC | CALL | CALL
Puget Sound Solar | 1 |  | DC Fast Charger | EXPP Hardware | Express Plus Power Link PL1000 series, North America, 1x CCS1 350A 4.5m cable, 1 Holster, 2.4m Cable management kit, Pedestal, RFID reader, Cellular/WiFi, UL listed, Single input, Maintenance switch, 1 year warranty. Requires at least one Power Block with Power Modules | EXPP-PL1011X-5A1S1-MS | ChargePoint | ChargePoint | UL 2202, UL 2231-1, UL 2231-2,NEC 625,FCC | CALL | CALL
Puget Sound Solar | 1 |  | DC Fast Charger | EXPP Hardware | BUY AMERICA FTA compliant. Express Plus Power Link PL1000 series, North America, 1x CCS1 350A 4.5m cable, 1 Holster, 2.4m Cable management kit, Pedestal, RFID reader, Cellular/WiFi, UL listed, Single input, Maintenance switch, 1 year warranty. Requires at least one Power Block with Power Modules | EXPP-PL1011X-5A1S1-MS-FTA | ChargePoint | ChargePoint | UL 2202, UL 2231-1, UL 2231-2,NEC 625,FCC | CALL | CALL
Puget Sound Solar | 1 |  | DC Fast Charger | EXPP Hardware | BUY AMERICA FTA compliant. Express Plus Power Link PL1000 series, North America, 2x CCS1 200A 4.5m cable, 2 Holsters, 2.4m Cable management kit, Pedestal, 200mm (8") Touch Display, RFID reader, Cellular/WiFi, UL listed, Single input, 1 year warranty. Requires at least one Power Block with Power Modules | EXPP-PL1021B-2A1S1-2A1S1-FTA | ChargePoint | ChargePoint | UL 2202, UL 2231-1, UL 2231-2,NEC 625,FCC | CALL | CALL
Puget Sound Solar | 1 |  | DC Fast Charger | EXPP Hardware | Express Plus Power Link PL1000 series, North America, 1x CCS1 350A 4.5m cable, 1x CHAdeMO 200A 4.5m cable, 2 Holsters, 2.4m Cable management kit, Pedestal, 200mm (8") Touch Display, ChargePoint signage, Contactless credit card and RFID reader, Cellular/WiFi, UL listed, Single input, 1 year warranty. Requires at least one Power Block with Power Modules | EXPP-PL1021B-5A1S1-2A3S1 | ChargePoint | ChargePoint | UL 2202, UL 2231-1, UL 2231-2,NEC 625,FCC | CALL | CALL
Puget Sound Solar | 1 |  | DC Fast Charger | EXPP Hardware | Express Plus Power Link PL1000 series, North America, 1x CCS1 350A 4.5m cable, 1x CHAdeMO 200A 4.5m cable, 2 Holsters, 2.4m Cable management kit, Pedestal, 200mm (8") Touch Display, ChargePoint signage, Contactless credit card and RFID reader, Cellular/WiFi, UL listed, Single input, Maintenance switch, 1 year warranty. Requires at least one Power Block with Power Modules | EXPP-PL1021B-5A1S1-2A3S1-MS | ChargePoint | ChargePoint | UL 2202, UL 2231-1, UL 2231-2,NEC 625,FCC | CALL | CALL
Puget Sound Solar | 1 |  | DC Fast Charger | EXPP Hardware | Express Plus Power Link PL1000 series, North America, 2x CCS1 200A 4.5m cable, 2 Holsters, 2.4m Cable management kit, Pedestal, RFID reader, Cellular/WiFi, UL listed, Single input, 1 year warranty. Requires at least one Power Block with Power Modules | EXPP-PL1021X-2A1S1-2A1S1 | ChargePoint | ChargePoint | UL 2202, UL 2231-1, UL 2231-2,NEC 625,FCC | CALL | CALL
Puget Sound Solar | 1 |  | DC Fast Charger | EXPP Hardware | BUY AMERICA FTA compliant. Express Plus Power Link PL1000 series, North America, 2x CCS1 200A 4.5m cable, 2 Holsters, 2.4m Cable management kit, Pedestal, RFID reader, Cellular/WiFi, UL listed, Single input, 1 year warranty. Requires at least one Power Block with Power Modules | EXPP-PL1021X-2A1S1-2A1S1-FTA | ChargePoint | ChargePoint | UL 2202, UL 2231-1, UL 2231-2,NEC 625,FCC | CALL | CALL
Puget Sound Solar | 1 |  | DC Fast Charger | EXPP Hardware | Express Plus Power Link PL1000 series, North America, 2x CCS1 200A 4.5m cable, 2 Holsters, 2.4m Cable management kit, Pedestal, RFID reader, Cellular/WiFi, UL listed, Single input, Maintenance switch, 1 year warranty. Requires at least one Power Block with Power Modules | EXPP-PL1021X-2A1S1-2A1S1-MS | ChargePoint | ChargePoint | UL 2202, UL 2231-1, UL 2231-2,NEC 625,FCC | CALL | CALL
Puget Sound Solar | 1 |  | DC Fast Charger | EXPP Hardware | BUY AMERICA FTA compliant. Express Plus Power Link PL1000 series, North America, 2x CCS1 200A 4.5m cable, 2 Holsters, 2.4m Cable management kit, Pedestal, RFID reader, Cellular/WiFi, UL listed, Single input, Maintenance switch, 1 year warranty. Requires at least one Power Block with Power Modules | EXPP-PL1021X-2A1S1-2A1S1-MS-FTA | ChargePoint | ChargePoint | UL 2202, UL 2231-1, UL 2231-2,NEC 625,FCC | CALL | CALL
Puget Sound Solar | 1 |  | DC Fast Charger | EXPP Hardware | Express Plus Power Link PL1000 series, North America, 1x CCS1 350A 4.5m cable, 1x CCS2 300A 4.5m cable, 2 Holsters, 2.4m Cable management kit, Pedestal, RFID reader, Cellular/WiFi, not UL listed, Single input, 1 year warranty. Requires at least one Power Block with Power Modules | EXPP-PL1021X-5A1S1-4A1S1 | ChargePoint | ChargePoint | UL 2202, UL 2231-1, UL 2231-2,NEC 625,FCC | CALL | CALL
Puget Sound Solar | 1 |  | DC Fast Charger | EXPP Hardware | Express Plus Power Link PL1000 series, North America, 2x CCS1 350A 4.5m cable, 2 Holsters, 2.4m Cable management kit, Pedestal, RFID reader, Cellular/WiFi, UL listed, Single input, 1 year warranty. Requires at least one Power Block with Power Modules | EXPP-PL1021X-5A1S1-5A1S1 | ChargePoint | ChargePoint | UL 2202, UL 2231-1, UL 2231-2,NEC 625,FCC | CALL | CALL
Puget Sound Solar | 1 |  | DC Fast Charger | EXPP Hardware | BUY AMERICA FTA compliant. Express Plus Power Link PL1000 series, North America, 2x CCS1 350A 4.5m cable, 2 Holsters, 2.4m Cable management kit, Pedestal, RFID reader, Cellular/WiFi, UL listed, Single input, 1 year warranty. Requires at least one Power Block with Power Modules | EXPP-PL1021X-5A1S1-5A1S1-FTA | ChargePoint | ChargePoint | UL 2202, UL 2231-1, UL 2231-2,NEC 625,FCC | CALL | CALL
Puget Sound Solar | 1 |  | DC Fast Charger | EXPP Hardware | Express Plus Power Link PL1000 series, North America, 2x CCS1 350A 4.5m cable, 2 Holsters, 2.4m Cable management kit, Pedestal, RFID reader, Cellular/WiFi, UL listed, Single input, Maintenance switch, 1 year warranty. Requires at least one Power Block with Power Modules | EXPP-PL1021X-5A1S1-5A1S1-MS | ChargePoint | ChargePoint | UL 2202, UL 2231-1, UL 2231-2,NEC 625,FCC | CALL | CALL
Puget Sound Solar | 1 |  | DC Fast Charger | EXPP Hardware | BUY AMERICA FTA compliant. Express Plus Power Link PL1000 series, North America, 2x CCS1 350A 4.5m cable, 2 Holsters, 2.4m Cable management kit, Pedestal, RFID reader, Cellular/WiFi, UL listed, Single input, Maintenance switch, 1 year warranty. Requires at least one Power Block with Power Modules | EXPP-PL1021X-5A1S1-5A1S1-MS-FTA | ChargePoint | ChargePoint | UL 2202, UL 2231-1, UL 2231-2,NEC 625,FCC | CALL | CALL
Puget Sound Solar | 1 |  | Warranty | Services | 5 prepaid years of ChargePoint Assure for the Dual Cable EXPP-PL1000. Includes Parts and Labor Warranty, Remote Technical Support, On-Site Repairs when needed, Unlimited Configuration Changes, and Reporting. | PL1000-DCASSURE-5 | ChargePoint | ChargePoint | N/A | CALL | CALL
Puget Sound Solar | 1 |  | Validation Service | Services | This service includes onsite validation of electrical capacity, transformers, panels, breakers, wiring, cellular coverage so that the station meets all ChargePoint and local code requirements. A final Commissioning Report will be provided to the customer. Note that if commissioning cannot be performed due to site or installation deficiencies for which ChargePoint is not responsible, the customer will incur a rescheduling fee to cover redeployment costs. Priced per Express Plus Block. | PL1000-COMMISSIONING | ChargePoint | ChargePoint | N/A | CALL | CALL
Puget Sound Solar | 1 |  | DC Fast Charger | Services | This service includes on-site validation of electrical capacity, transformers, panels, breakers, wiring, cellular coverage so that the station meets all ChargePoint and local code requirements. In addition to verifying and testing the installation, Commissioning also ensures the station is connected to the ChargePoint network, completing software updates and pairing configuration if applicable. In parallel, the ChargePoint Activations team will configure the station and apply policies according to the customer?s specifications. A final Commissioning Report will be provided to the customer. Note that if Commissioning cannot be performed due to site or installation deficiencies for which ChargePoint is not responsible, the customer will incur a rescheduling fee to cover redeployment costs. Priced per Express Plus Power Link station. | EXPP-PL1000-COMMISSIONING | ChargePoint | ChargePoint | UL 2202, UL 2231-1, UL 2231-2,NEC 625,FCC | CALL | CALL
Puget Sound Solar | 1 |  | DC Fast Charger | Services | This service includes both the Installation and Commissioning of the Express Plus Power Link charging station. Customers must work with their contractor to perform all construction (the ?make ready?) up to the point where the station can be bolted down and connected. ChargePoint will then perform the on-site validation of electrical capacity, transformers, panels, breakers, wiring, cellular coverage so that they meet all ChargePoint and local code requirements, then install and commission the station. Before installation can begin, ChargePoint requires the customer?s ?make ready? contractor to submit evidence of adherence to ChargePoint?s standards and specifications. In addition to verifying and testing the installation, Commissioning also ensures the station is connected to the ChargePoint network, completing software updates and pairing configuration if applicable. In parallel, the ChargePoint Activations team will configure the station and apply policies according to the customer?s specifications. A final Commissioning Report will be provided to the customer. Note that if Commissioning cannot be performed due to site or installation deficiencies for which ChargePoint is not responsible, the customer will incur a rescheduling fee to cover redeployment costs. Priced per Express(more...) | EXPP-PL1000-INSTALL-COMMISSIONING | ChargePoint | ChargePoint | UL 2202, UL 2231-1, UL 2231-2,NEC 625,FCC | CALL | CALL
Puget Sound Solar | 1 |  | Validation Service | Services | This service includes on-site validation of electrical capacity, transformers, panels, breakers, wiring, cellular coverage so that the station meets all ChargePoint and local code requirements. A final Commissioning Report will be provided to the customer. Note that if Commissioning cannot be performed due to site or installation deficiencies for which ChargePoint is not responsible, the customer will incur a rescheduling fee to cover redeployment costs. Priced per Express Plus Block. | EXPP-BLOCK-COMMISSIONING | ChargePoint | ChargePoint | N/A | CALL | CALL
Puget Sound Solar | 1 |  | Service Plan | Services | Enterprise Cloud Plan subscription with advanced station management features such as: Custom Video uploads, and Automatic Software Updates, driver and fleet management features including: Access Control and Pricing & Automatic Payment Collection, as well as advanced energy and power management features which include: Time of Use Power Sharing and Energy Management APIs. Realtime dashboards and reports provided for applicable features including 15 min meter data readings and associated advanced energy reports. | CPCLD-ENTERPRISEEXPP-5 | ChargePoint | ChargePoint | N/A | 5999 | 5999
Puget Sound Solar | 1 |  | Validation Service | Services | This service includes both the Installation and Commissioning of the Express Plus Block. Commissioning is required for all Express Plus Blocks. Customers must work with their contractor to perform all construction (the ?make ready?) up to the point where the Express Plus Block can be bolted down and connected. ChargePoint will then perform the on-site validation of electrical capacity, transformers, panels, breakers, wiring, cellular coverage so that they meet all ChargePoint and local code requirements, then install and commission the station. Before installation can begin, ChargePoint requires the customer?s ?make ready? contractor to submit evidence of adherence to ChargePoint?s standards and specifications. A final Commissioning Report will be provided to the customer. Note that if Commissioning cannot be performed due to site or installation deficiencies for which ChargePoint is not responsible, the customer will incur a rescheduling fee to cover redeployment costs. Priced per Express Plus Block. | EXPP-BLOCK-INSTALL-COMMISSIONING | ChargePoint | ChargePoint | N/A | CALL | CALL
Puget Sound Solar | 1 |  | Accessory | EXPP-PB1000-CMT | Metal bracket required for proper alignment of conduits and bolt locations for positioning CP Express Power Block. Required for Power Block. Power Block soldseparately. | PB1000-CMT | ChargePoint | ChargePoint | N/A | CALL | CALL
Puget Sound Solar | 1 |  | Service Plan | CT 4000 CPaaS | 1-year ChargePoint as a Service (CPaaS) subscription for Single CT4000. Includes hardware and installation, cloud software, activation, ongoing proactive monitoring, maintenance, and reporting. | CPAAS-CT4000-SINGLE-1 | ChargePoint | ChargePoint | N/A | N/A | 2280
Puget Sound Solar | 1 |  | Service Plan | CT 4000 CPaaS | 3-year ChargePoint as a Service (CPaaS) subscription for Single CT4000. Includes hardware and installation, cloud software, activation, ongoing proactive monitoring, maintenance, and reporting. | CPAAS-CT4000-SINGLE-3 | ChargePoint | ChargePoint | N/A | N/A | 2040
Puget Sound Solar | 1 |  | Service Plan | CT 4000 CPaaS | 5-year ChargePoint as a Service (CPaaS) subscription for Single CT4000. Includes hardware and installation, cloud software, activation, ongoing proactive monitoring, maintenance, and reporting. | CPAAS-CT4000-SINGLE-5 | ChargePoint | ChargePoint | N/A | N/A | 1800
Puget Sound Solar | 1 |  | Service Plan | CT 4000 CPaaS | 1-year ChargePoint as a Service (CPaaS) subscription for Dual CT4000. Includes hardware and installation, cloud software, activation, ongoing proactive monitoring, maintenance, and reporting. | CPAAS-CT4000-DUAL-1 | ChargePoint | ChargePoint | N/A | N/A | 2880
Puget Sound Solar | 1 |  | Service Plan | CT 4000 CPaaS | 3-year ChargePoint as a Service (CPaaS) subscription for Dual CT4000. Includes hardware and installation, cloud software, activation, ongoing proactive monitoring, maintenance, and reporting. | CPAAS-CT4000-DUAL-3 | ChargePoint | ChargePoint | N/A | N/A | 2640
Puget Sound Solar | 1 |  | Service Plan | CT 4000 CPaaS | 5-year ChargePoint as a Service (CPaaS) subscription for Dual CT4000. Includes hardware and installation, cloud software, activation, ongoing proactive monitoring, maintenance, and reporting. | CPAAS-CT4000-DUAL-5 | ChargePoint | ChargePoint | N/A | N/A | 2400
Puget Sound Solar | 1 |  | Service Plan | CPE250 CPaaS | 3-year ChargePoint as a Service (CPaaS) subscription for CPE250. Includes hardware and installation, cloud software, activation, ongoing proactive monitoring, maintenance, and reporting. | CPAAS-CPE250-3 | ChargePoint | ChargePoint | N/A | N/A | 13200
Puget Sound Solar | 1 |  | Service Plan | CPE250 CPaaS | 4-year ChargePoint as a Service (CPaaS) subscription for CPE250. Includes hardware and installation, cloud software, activation, ongoing proactive monitoring, maintenance, and reporting. | CPAAS-CPE250-4 | ChargePoint | ChargePoint | N/A | N/A | 12600
Puget Sound Solar | 1 |  | Service Plan | CPE250 CPaaS | 5-year ChargePoint as a Service (CPaaS) subscription for CPE250. Includes hardware and installation, cloud software, activation, ongoing proactive monitoring, maintenance, and reporting. | CPAAS-CPE250-5 | ChargePoint | ChargePoint | N/A | N/A | 12000
Puget Sound Solar | 1 |  | Service Plan | CPE250 CPaaS | 3-year ChargePoint as a Service (CPaaS) subscription for Paired-CPE250. Includes hardware and installation, cloud software, activation, ongoing proactive monitoring, maintenance, and reporting. | CPAAS-CPE250-PAIRED-3 | ChargePoint | ChargePoint | N/A | N/A | 26400
Puget Sound Solar | 1 |  | Service Plan | CPE250 CPaaS | 4-year ChargePoint as a Service (CPaaS) subscription for Paired-CPE250. Includes hardware and installation, cloud software, activation, ongoing proactive monitoring, maintenance, and reporting. | CPAAS-CPE250-PAIRED-4 | ChargePoint | ChargePoint | N/A | N/A | 25200
Puget Sound Solar | 1 |  | Service Plan | CPE250 CPaaS | 5-year ChargePoint as a Service (CPaaS) subscription for Paired-CPE250. Includes hardware and installation, cloud software, activation, ongoing proactive monitoring, maintenance, and reporting. | CPAAS-CPE250-PAIRED-5 | ChargePoint | ChargePoint | N/A | N/A | 24000
FLO
Puget Sound Solar | 1 |  | Basic Level 2 | CoRe+ Charging Station | CoRe+ Standard (non-Power Sharing) with up to 7.2kW Output - J1772 connector, 21 Foot Cable, RFID, Display Screen, Wireless Communication (no Ethernet required), billing options and network connectivity, mobile app enabled, full aluminum enclosure. | COPS602EA1-FL-P07 | AddEnergie | FLO | CSA certified for Canada and United States. Complies with UL 2594, UL 2231-1, UL 2231-2 | 2327.5 | 2475
Puget Sound Solar | 1 |  | Basic Level 2 | Core+ Ps Charging Station (Power Sharing Module) | CoRe+ Power Sharing with up to 7.2kW Output - J1772 connector, 21 Foot Cable, RFID, Display Screen, Wireless Communication (no Ethernet required), billing options and network connectivity, mobile app enabled, full aluminum enclosure. | COPS602EA1-FL-P07 | AddEnergie | FLO | CSA certified for Canada and United States. Complies with UL 2594, UL 2231-1, UL 2231-2 | 2327.5 | 2475
Puget Sound Solar | 1 |  | Basic Level 2 | CoRe+ MAX Charging Station | CoRe+ MAX, PS, wall mounted, 80A, 19’ cable, LCD, RFID network ready FLO (US) | COPS702ED2-FL-P07 | AddEnergie | FLO | CSA certified for Canada and United States. Complies with UL 2594, UL 2231-1, UL 2231-2 | 3255 | 3450
Puget Sound Solar | 1 |  | Basic Level 2 | CoRe+ MAX Charging Station (25' Cable) | CoRe+ MAX, PS, wall mounted, 80A, 25’ cable, LCD, RFID network ready FLO (US) | COPS102ED2-FL-P07 | AddEnergie | FLO | CSA certified for Canada and United States. Complies with UL 2594, UL 2231-1, UL 2231-2 | 3255 | 3450
Puget Sound Solar | 1 |  | Software | 1-year Global Management Services for FLO L2 | 1-year Global Management Services for CoRe+, CoRe+ MAX, or SmartTWO | SPG2002001-FL | AddEnergie | FLO | n/a | N/A | $150/year
Puget Sound Solar | 1 |  | Accessory | Cable Management System - Grrv | Cable management system - GRRV | CM-F1-GRRV | AddEnergie | FLO | CSA certified for Canada and United States. Complies with UL 2594, UL 2231-1, UL 2231-2 | 500 | 500
Puget Sound Solar | 1 |  | Accessory | Cable Management Column - Grrv | Cable management column - GRRV | CM-E1-GRRV | AddEnergie | FLO | CSA certified for Canada and United States. Complies with UL 2594, UL 2231-1, UL 2231-2 | 248 | 220
Puget Sound Solar | 1 |  | Accessory | Core+ Bracket | CoRe+ bracket, side by side configuration - GRRV | C+-BSS-GRRV | AddEnergie | FLO | CSA certified for Canada and United States. Complies with UL 2594, UL 2231-1, UL 2231-2 | 248 | 220
Puget Sound Solar | 1 |  | Accessory | Cable Management System Sign - Flo - Bcce | Cable management system sign - FLO - BCCE | CM-S1-FL-BCCE | AddEnergie | FLO | CSA certified for Canada and United States. Complies with UL 2594, UL 2231-1, UL 2231-2 | 192.5 | 150
Puget Sound Solar | 1 |  | Accessory | Core+ Pedestal For One Or Two Charging Station - Grrv | CoRe+ pedestal for one or two charging station - GRRV | C+V1-PED-RV-GRRV | AddEnergie | FLO | CSA certified for Canada and United States. Complies with UL 2594, UL 2231-1, UL 2231-2 | 667 | 630
Puget Sound Solar | 1 |  | Accessory | Pedestal Cascading Mounting Bracket With Terminal Block | Pedestal cascading mounting bracket with terminal block for up to #4 gauge CU conductors | C+V1-PWCK-40 | AddEnergie | FLO | CSA certified for Canada and United States. Complies with UL 2594, UL 2231-1, UL 2231-2 | 298 | 220
Puget Sound Solar | 1 |  | Accessory | Pedestal Cascading Mounting Bracket With Terminal Block | Pedestal cascading mounting bracket with terminal block for up to #2/0 gauge CU or AL conductors | C+V1-PWCK-150 | AddEnergie | FLO | CSA certified for Canada and United States. Complies with UL 2594, UL 2231-1, UL 2231-2 | 329.5 | 255
Puget Sound Solar | 1 |  | Accessory | Double 40 Amp Breaker For Cascading Mounting Bracket | Double 40 Amp breaker for cascading mounting bracket | Breaker-40D | AddEnergie | FLO | CSA certified for Canada and United States. Complies with UL 2594, UL 2231-1, UL 2231-2 | 75 | 75
Puget Sound Solar | 1 |  | Accessory | Core+ Pedestal Anchor Kit For Onsite Made Concrete Base | CoRe+ pedestal anchor kit for onsite made concrete base | C+V1-ANCHOR | AddEnergie | FLO | CSA certified for Canada and United States. Complies with UL 2594, UL 2231-1, UL 2231-2 | 192.5 | 150
Puget Sound Solar | 1 |  | Accessory | CoRe+ MAX pedestal, ADA, access door lock - GRRV | CoRe+ MAX pedestal, ADA, access door lock - GRRV | ACPE000022-P02 | AddEnergie | FLO | CSA certified for Canada and United States. Complies with UL 2594, UL 2231-1, UL 2231-3 | 886.5 | 885
Puget Sound Solar | 1 |  | Accessory | CoRe+ MAX pedestal, ADA, access door lock, dual 100A breakers, 250A cascading kit | CoRe+ MAX pedestal, ADA, access door lock, dual 100A breakers, 250A cascading kit | ACPE001100-P02 | AddEnergie | FLO | CSA certified for Canada and United States. Complies with UL 2594, UL 2231-1, UL 2231-4 | 1733.5 | 1815
Puget Sound Solar | 1 |  | Accessory | CoRe+ MAX pedestal, ADA, access door lock, dual 40A breakers, 250A cascading kit | CoRe+ MAX pedestal, ADA, access door lock, dual 40A breakers, 250A cascading kit | ACPE001040-P02 | AddEnergie | FLO | CSA certified for Canada and United States. Complies with UL 2594, UL 2231-1, UL 2231-5 | 1378 | 1420
Puget Sound Solar | 1 |  | Accessory | CoRe+ pedestal, ADA, access door lock, dual 60A breakers, 250A cascading kit | CoRe+ pedestal, ADA, access door lock, dual 60A breakers, 250A cascading kit | ACPE001060-P02 | AddEnergie | FLO | CSA certified for Canada and United States. Complies with UL 2594, UL 2231-1, UL 2231-6 | 1526.5 | 1585
Puget Sound Solar | 1 |  | Accessory | Cable management system for wall and pedestal mount, 19.5 lb - GRRV | Cable management system for wall and pedestal mount, 19.5 lb - GRRV | ACCM000006-P02 | AddEnergie | FLO | CSA certified for Canada and United States. Complies with UL 2594, UL 2231-1, UL 2231-7 | 591.1 | 535
Puget Sound Solar | 1 |  | Warranty | CoRe+ or CoRe+ MAX Warranty | Warranty $60.00/year to a maximum of 4 additional years bringing total warranty to 5-years for $240.00. (1st year warranty is included) | COWA002001 | AddEnergie | FLO | N/A | N/A | $60/year
Puget Sound Solar | 1 |  | Warranty | CoRe+ Performance Warranty | 5 year FLO Performance Warranty for CoRe+ Charger | COWP0000A5 | AddEnergie | FLO | N/A | N/A | 900
Puget Sound Solar | 1 |  | Warranty | CoRe+ MAX Performance Warranty | 5 year FLO Performance Warranty for CoRe+ MAX Charger | COWP0000A6 | AddEnergie | FLO | N/A | N/A | 900
Puget Sound Solar | 1 |  | Basic Level 2 | SmartTWO Charging Station | SmartTWO charging station - Embedded communication (no Zigbee) - J1772 connector, 25 Foot Cable, RFID, Display Screen, Locking Connector Security Door, Integrated Communication Gateway, billing options and network connectivity, mobile app enabled, full aluminum enclosure. | S2CH102CA1-FL-P01 | AddEnergie | FLO | CSA certified for Canada and United States Complies with UL 2594, UL 2231-1, UL 2231-2 | CALL | 4795
Puget Sound Solar | 1 |  | Basic Level 2 | SmartTwo Charging Station | SmartTWO charging station for the Curbside SmartTWO-BSR - Standard version 7.2kW - J1772 connector, 22 Foot Cable, RFID, Display Screen, Locking Connector Security Door, Wireless Communication (no Ethernet required), billing options and network connectivity, mobile app enabled, full aluminum enclosure. | S2CH102AA1-FL-P01 | AddEnergie | FLO | CSA certified for Canada and United States Complies with UL 2594, UL 2231-1, UL 2231-2 | CALL | 3995
Puget Sound Solar | 1 |  | Basic Level 2 | SmartTWO Charging Station for the SmartTWO-BSR | SmartTWO charging station for the Curbside SmartTWO-BSR - Standard version - 30A | S2CH102EA2-FL-P03 | AddEnergie | FLO | CSA certified for Canada and United States Complies with UL 2594, UL 2231-1, UL 2231-2 | CALL | 3995
Puget Sound Solar | 1 |  | Accessory | SmartTwo Wall Mounting Base | SmartTWO Wall mounting base with cable hanger - GRRV | S2-V4-SM-RV-GRRV | AddEnergie | FLO | CSA certified for Canada and United States Complies with UL 2594, UL 2231-1, UL 2231-3 | CALL | 695
Puget Sound Solar | 1 |  | Accessory | SmartTWO Pole Mount Adapter Kit | Pole mount adapter kit for SmartTWO wall mounting base | S2-V2-ACCSM-01-01 | AddEnergie | FLO | CSA certified for Canada and United States Complies with UL 2594, UL 2231-1, UL 2231-5 | CALL | 100
Puget Sound Solar | 1 |  | Accessory | SmartTWO Pole Mount Adapter Kit for Large base street light poles | Pole mount adapter kit for large base street light poles - SmartTWO | MEDS0559 | AddEnergie | FLO | CSA certified for Canada and United States Complies with UL 2594, UL 2231-1, UL 2231-5 | CALL | 100
Puget Sound Solar | 1 |  | Accessory | SmartTwo Sign Support | SmartTWO sign support for wall mounting base or pedestal mounting base - GRRV | S2-V2-ACCSPSM-01-02-GRRV | AddEnergie | FLO | CSA certified for Canada and United States Complies with UL 2594, UL 2231-1, UL 2231-7 | CALL | 100
Puget Sound Solar | 1 |  | Accessory | SmartTwo Single White Sign | SmartTWO single white sign - FLO - BCCE | S2-V2-ACCSPSM-01-03-FL-BCCE | AddEnergie | FLO | CSA certified for Canada and United States Complies with UL 2594, UL 2231-1, UL 2231-8 | CALL | 60
Puget Sound Solar | 1 |  | Accessory | Master SmartTWO-BSR Dual Station Base | Master SmartTWO-BSR dual station base, 208/240VAC, 30A, 60Hz | CSMS002E03-FL-P03 | AddEnergie | FLO | CSA certified for Canada and United States Complies with UL 2594, UL 2231-1, UL 2231-8 | CALL | 5175
Puget Sound Solar | 1 |  | Accessory | SmartTWO Spacer Kit for Large Base Street Light Poles | SmartTWO Spacer Kit for Large Base Street Light Poles | S2MB000001-P02 | AddEnergie | FLO | CSA certified for Canada and United States Complies with UL 2594, UL 2231-1, UL 2231-8 | CALL | 960
Puget Sound Solar | 1 |  | Accessory | Cable management system for wall and pedestal mount, 14lb | Cable management system for wall and pedestal mount, 14lb | ACCM000004-P02 | AddEnergie | FLO | CSA certified for Canada and United States Complies with UL 2594, UL 2231-1, UL 2231-8 | CALL | 535
Puget Sound Solar | 1 |  | Accessory | Cable management system for pole mount, 14lb | Cable management system for pole mount, 14lb | ACCM000002-P02 | AddEnergie | FLO | CSA certified for Canada and United States Complies with UL 2594, UL 2231-1, UL 2231-8 | CALL | 535
Puget Sound Solar | 1 |  | Warranty | SmartTWO Warranty | Warranty $80.00/year to a maximum of 4 additional years bringing total warranty to 5-years for $320 (1st year included with equipment purchase) | S2WA002001 | AddEnergie | FLO | N/A | N/A | $80/year
Puget Sound Solar | 1 |  | DC Fast Charger | SmartDC Fast Charger 50 kW | SmartDC - 50 kW - SAE J1772 Combo and CHAdeMO connectors, 20 Foot Cables, RFID, Display Screen, Wireless Communication (no Ethernet required), billing options and network connectivity, mobile app enabled, full aluminum enclosure. | DCCH502AN1-FL-P03 | AddEnergie | FLO | cULus: UL 2202, UL 2131-1, UL 2131-2, CSA C22.2 NO. 107.1-16 CSA C22.2 NO. 281.1-12, CSA C22.2 NO. 281.2-12 FCC part 15 Class AICES-3(A) / NMB-3(A) | 32010 | 34900
Puget Sound Solar | 1 |  | DC Fast Charger | SmartDC Fast Charger 100 kW | SmartDC - 100 kW SAE J1772 Combo and CHAdeMO connectors, 12 Foot Cables, RFID, Display Screen, Wireless Communication (no Ethernet required), billing options and network connectivity, mobile app enabled, full aluminum enclosure. | DCCH502AO1-FL-P03 | AddEnergie | FLO | cULus: UL 2202, UL 2131-1, UL 2131-2, CSA C22.2 NO. 107.1-16 CSA C22.2 NO. 281.1-12, CSA C22.2 NO. 281.2-12 FCC part 15 Class AICES-3(A) / NMB-3(A) | 47310 | 51900
Puget Sound Solar | 1 |  | Accessory | SmartDC 50kW Cable Management (Factory Installed) | Cable Management (only on 50kW) | DCCM5000N1-P03 | AddEnergie | FLO | cULus: UL 2202, UL 2131-1, UL 2131-2, CSA C22.2 NO. 107.1-16 CSA C22.2 NO. 281.1-12, CSA C22.2 NO. 281.2-12 FCC part 15 Class AICES-3(A) / NMB-3(A) | CALL | 3300
Puget Sound Solar | 1 |  | Accessory | Credit Card Reader for SmartDC (Factory Installed Only) | Credit card reader, SmartDC V3 US (EN/SPAN) | DCAC002001 | AddEnergie | FLO | cULus: UL 2202, UL 2131-1, UL 2131-2, CSA C22.2 NO. 107.1-16 CSA C22.2 NO. 281.1-12, CSA C22.2 NO. 281.2-12 FCC part 15 Class AICES-3(A) / NMB-3(A) | CALL | 1440
Puget Sound Solar | 1 |  | Accessory | SmartDC Station Base (Required for standard installation) | SmartDC-V3 Base - BLCE | MEDS0346 | AddEnergie | FLO | cULus: UL 2202, UL 2131-1, UL 2131-2, CSA C22.2 NO. 107.1-16 CSA C22.2 NO. 281.1-12, CSA C22.2 NO. 281.2-12 FCC part 15 Class AICES-3(A) / NMB-3(A) | CALL | 1000
Puget Sound Solar | 1 |  | Software | 1-year Global Management Services for SmartDC | 1-year Global Management Services for SmartDC | SPG3002001-FL | AddEnergie | FLO | N/A | N/A | $750/year
Puget Sound Solar | 1 |  | Warranty | Warranty | Annual Preventative Maintenance Services on version 3, 50kW SDCFC | SPMA002001 | AddEnergie | FLO | N/A | N/A | $650/year
Puget Sound Solar | 1 |  | Warranty | Warranty | Annual Preventative Maintenance Services on version 3, 100kW SDCFC | SPMA002001 | AddEnergie | FLO | N/A | N/A | $650/year
Puget Sound Solar | 1 |  | Warranty | Warranty | Warranty on version 3, 50kW SDCFC $650 per year for 4 additional years. Total 5 year cost = $2,600 | SPWA0020N1 | AddEnergie | FLO | N/A | N/A | $650/year
Puget Sound Solar | 1 |  | Warranty | Warranty | Warranty on version 3, 100kW SDCFC $890 per year for 4 additional years. Total 5 year cost = $3,560 | SPWA0020O1 | AddEnergie | FLO | N/A | N/A | $890/year
Puget Sound Solar | 1 |  | Software | Credit Card Reader Service | Credit Card Payment Service for SmartDC CC reader - Annual fee | SPPD000001 | AddEnergie | FLO | N/A | N/A | $265/year
Puget Sound Solar | 1 | NEW | DC Fast Charger | ULTRA DC Charger | FL1DS1A1AA​-FLP18. Pull-in Parking. 500A Liquid Cooled cables. Dynamic power sharing up to 320 kW. Future-proof power sharing up to 500 kW, when 2 FLO Ultra linked together through DC input. | FL1DS1A1AA​-FLP18 | AddEnergie | FLO | Pending | 167100 | 185000
Puget Sound Solar | 1 | NEW | DC Fast Charger | ULTRA DC Charger | FL1DS2A1AA. Pull Through Parking. 500A Liquid Cooled cables. Dynamic power sharing up to 320 kW. Future-proof power sharing up to 500 kW, when 2 FLO Ultra linked together through DC input. | FL1DS2A1AA | AddEnergie | FLO | Pending | 167100 | 185000
Puget Sound Solar | 1 | NEW | Service Plan | FLO Ultra - Global Management Service, 1 year | FLO Ultra - Global Management Service, 1 year | SPG30000U1 | AddEnergie | FLO | N/A | N/A | 2000
Puget Sound Solar | 1 | NEW | Service Plan | FLO Ultra - Credit card payment service per station, 1 year | FLO Ultra - Credit card payment service per station, 1 year | SPPD0000U1 | AddEnergie | FLO | N/A | N/A | 600
Puget Sound Solar | 1 | NEW | Service Plan | FLO Ultra - Extended Parts-only warranty – 1 year | FLO Ultra - Extended Parts-only warranty – 1 year | SPPW0000U1 | AddEnergie | FLO | N/A | N/A | 6000
Puget Sound Solar | 1 | NEW | Service Plan | FLO Ultra - Labor Warranty Add-on for Parts Warranty, 1 year | FLO Ultra - Labor Warranty Add-on for Parts Warranty, 1 year | SPLW0000U1 | AddEnergie | FLO | N/A | N/A | 2000
Puget Sound Solar | 1 | NEW | Service Plan | FLO Ultra - Performance warranty, 1 year | FLO Ultra - Performance warranty, 1 year | DCWP0000U1 | AddEnergie | FLO | N/A | N/A | 14400
Puget Sound Solar | 1 | NEW | Service Plan | FLO Ultra - Performance warranty, 5 years | FLO Ultra - Performance warranty, 5 years | DCWP0000U5 | AddEnergie | FLO | N/A | N/A | 54000
BLINK (previously SEMACONNECT)
Puget Sound Solar | 1 |  | AC Charger - Level 2 | Series 6 | Series 6 EV Charging Station - 18ft cable. (1 year network and warranty included free with each station) | SC-6-18 | Blink Charging Co. | Blink | UL 2594 UL 2231- UL 2231-2, NEC 625, FCC | 3156 | 3340
Puget Sound Solar | 1 |  | AC Charger - Level 2 | Series 6 | Series 6 EV Charging Station - 25ft cable. (1 year network and warranty included free with each station) | SC-6-25 | Blink Charging Co. | Blink | UL 2594 UL 2231- UL 2231-2, NEC 625, FCC | 3426 | 3640
Puget Sound Solar | 1 |  | AC Charger - Level 2 | Series 7 | Series 7 EV Charging Station - 48A, 18ft cable. (1 year network and warranty included free with each station) | SC-7-18 | Blink Charging Co. | Blink | UL 2594 UL 2231- UL 2231-2, NEC 625, FCC | 4956 | 5340
Puget Sound Solar | 1 |  | AC Charger - Level 2 | Series 7 | Series 7 EV Charging Station - 48A, 25ft cable. (1 year network and warranty included free with each station) | SC-7-25 | Blink Charging Co. | Blink | UL 2594 UL 2231- UL 2231-2, NEC 625, FCC | 5496 | 5940
Puget Sound Solar | 1 |  | AC Charger - Level 2 | Series 7 Plus | Series 7+ EV Charging Station - 80A, 18ft cable. (1 year network and warranty included free with each station) | SC-7P-18 | Blink Charging Co. | Blink | UL 2594 UL 2231- UL 2231-2, NEC 625, FCC | 5856 | 6340
Puget Sound Solar | 1 |  | AC Charger - Level 2 | Series 7 Plus | Series 7+ EV Charging Station - 80A, 25ft cable. (1 year network and warranty included free with each station) | SC-7P-25 | Blink Charging Co. | Blink | UL 2594 UL 2231- UL 2231-2, NEC 625, FCC | 6396 | 6940
Puget Sound Solar | 1 |  | AC Charger - Level 2 | Series 8 | Series 8 EV Charging Station - 48A, 18ft cable. (1 year network and warranty included free with each station) | SC-848 | Blink Charging Co. | Blink | UL 2594 UL 2231- UL 2231-2, NEC 625, FCC | 6216 | 6740
Puget Sound Solar | 1 |  | AC Charger - Level 2 | Series 8 | Series 8 EV Charging Station - 48A, 18ft cable, Credit Card Reader (CC). (1 year network and warranty included free with each station) | SC-848C | Blink Charging Co. | Blink | UL 2594 UL 2231- UL 2231-2, NEC 625, FCC | 7116 | 7740
Puget Sound Solar | 1 |  | AC Charger - Level 2 | Series 8 | Series 8 EV Charging Station - 48A, 25ft cable. (1 year network and warranty included free with each station) | SC-848-25 | Blink Charging Co. | Blink | UL 2594 UL 2231- UL 2231-2, NEC 625, FCC | 6756 | 7340
Puget Sound Solar | 1 |  | AC Charger - Level 2 | Series 8 | Series 8 EV Charging Station - 48A, 25ft cable, Credit Card Reader (CC). (1 year network and warranty included free with each station) | SC-848C-25 | Blink Charging Co. | Blink | UL 2594 UL 2231- UL 2231-2, NEC 625, FCC | 7656 | 8340
Puget Sound Solar | 1 |  | AC Charger - Level 2 | Series 8 Plus | Series 8+ EV Charging Station - 80A, 18ft cable. (1 year network and warranty included free with each station) | SC-880 | Blink Charging Co. | Blink | UL 2594 UL 2231- UL 2231-2, NEC 625, FCC | 7116 | 7740
Puget Sound Solar | 1 |  | AC Charger - Level 2 | Series 8 Plus | Series 8+ EV Charging Station - 80A, 18ft cable, Credit Card Reader (CC). (1 year network and warranty included free with each station) | SC-880C | Blink Charging Co. | Blink | UL 2594 UL 2231- UL 2231-2, NEC 625, FCC | 8016 | 8740
Puget Sound Solar | 1 |  | AC Charger - Level 2 | Series 8 Plus | Series 8+ EV Charging Station - 80A, 25ft cable. (1 year network and warranty included free with each station) | SC-880-25 | Blink Charging Co. | Blink | UL 2594 UL 2231- UL 2231-2, NEC 625, FCC | 7656 | 8340
Puget Sound Solar | 1 |  | AC Charger - Level 2 | Series 8 Plus | Series 8+ EV Charging Station - 80A, 25ft cable, Credit Card Reader (CC). (1 year network and warranty included free with each station) | SC-880C-25 | Blink Charging Co. | Blink | UL 2594 UL 2231- UL 2231-2, NEC 625, FCC | 8565 | 9350
Puget Sound Solar | 1 |  | AC Accessories | Single Pedestal (S5/S6) | Single Pedestal (S5/S6) | SC-SP | Blink Charging Co. | Blink | N/A | 184.5 | 205
Puget Sound Solar | 1 |  | AC Accessories | Dual Pedestal (S5/S6) | Dual Pedestal (S5/S6) | SC-DP | Blink Charging Co. | Blink | N/A | 184.5 | 205
Puget Sound Solar | 1 |  | AC Accessories | Wall Mount (S5/S6) | Wall Mount (S5/S6) | SC-WM | Blink Charging Co. | Blink | N/A | 225 | 250
Puget Sound Solar | 1 |  | AC Accessories | Anchor Plate (S5/S6/S7/S7+/S8) | Anchor Plate (S5/S6/S7/S7+/S8) | SC-AP | Blink Charging Co. | Blink | N/A | 40.5 | 45
Puget Sound Solar | 1 |  | AC Accessories | Pedestal (S7/S7+/S8) | Pedestal (S7/S7+/S8) | PM-S7 | Blink Charging Co. | Blink | N/A | 184.5 | 205
Puget Sound Solar | 1 |  | AC Accessories | Wall Mount (S7/S7+/S8) | Wall Mount (S7/S7+/S8) | WM-S7 | Blink Charging Co. | Blink | N/A | 225 | 250
Puget Sound Solar | 1 |  | AC Accessories | Cable Management System - Dual (S5/S6/S7/S8) | Cable Management System - Dual (S5/S6/S7/S8) | CMS-D | Blink Charging Co. | Blink | N/A | 504 | 560
Puget Sound Solar | 1 |  | AC Accessories | Cable Management System - Dual - 80A (S7+) | Cable Management System - Dual - 80A (S7+) | CMS-80 | Blink Charging Co. | Blink | N/A | 504 | 560
Puget Sound Solar | 1 |  | AC Accessories | Cable Management System - Single (S5/S6) | Cable Management System - Single (S5/S6) | CMS-S | Blink Charging Co. | Blink | N/A | 504 | 560
Puget Sound Solar | 1 |  | AC Accessories | CMS Mounting Kit - Pedestal (S5/S6/S7/S7+/S8) | CMS Mounting Kit - Pedestal (S5/S6/S7/S7+/S8) | MK-P | Blink Charging Co. | Blink | N/A | 36 | 40
Puget Sound Solar | 1 |  | AC Accessories | CMS Mounting Kit - WallMount (S5/S6/S7/S7+/S8) | CMS Mounting Kit - WallMount (S5/S6/S7/S7+/S8) | MK-W | Blink Charging Co. | Blink | N/A | 36 | 40
Puget Sound Solar | 1 |  | Network Service | Annual Network Fee S6 | Series 6: Additional Annual Network Fee S6 | L2-NSP-S6 | Blink Charging Co. | Blink | N/A | N/A | 240
Puget Sound Solar | 1 |  | Network Service | Annual Network Fee S7/S7+ | Series 7 and 7+: Additional Annual Network Fee S7/S7+ | L2-NSP-S7/S7P | Blink Charging Co. | Blink | N/A | N/A | 480
Puget Sound Solar | 1 |  | Network Service | Annual Network Fee S8/S8+ | Series 8 and 8+: Additional Annual Network Fee S8/S8+ | L2-NSP-S8/S8P | Blink Charging Co. | Blink | N/A | N/A | 480
Puget Sound Solar | 1 |  | Warranty | Annual Warranty S6 | Series 6: Additional Annual Warranty S6 | L2-WSP-S5-S6 | Blink Charging Co. | Blink | N/A | N/A | 400
Puget Sound Solar | 1 |  | Warranty | Annual Warranty S7/S7+ | Series 7 and 7+: Additional Annual Warranty S7/S7+ | L2-WSP-S7/S7P | Blink Charging Co. | Blink | N/A | N/A | 400
Puget Sound Solar | 1 |  | Warranty | Annual Warranty S8/S8+ | Series 8 and 8+: Additional Annual Warranty S8/S8+ | L2-WSP-S8/S8P | Blink Charging Co. | Blink | N/A | N/A | 500
Puget Sound Solar | 1 |  | Warranty & Network Service | Warranty & Network Service | Series 7 and 7+: Extra 2yrs of Full Replacement Warranty & Network Services (total of 3 yrs) | S7-S7+ 2YR | Blink Charging Co. | Blink | N/A | N/A | 1640
Puget Sound Solar | 1 |  | Warranty & Network Service | Warranty & Network Service | Series 8 and 8+: Extra 2yrs of Full Replacement Warranty & Network Services (total of 3 yrs) | S8-S8+ 2YR | Blink Charging Co. | Blink | N/A | N/A | 1840
Puget Sound Solar | 1 |  | Warranty & Network Service | Warranty & Network Service | Series 7 and 7+: Extra 4yrs of Full Replacement Warranty & Network Services (total of 5yrs) | S7-S7+ 4YR | Blink Charging Co. | Blink | N/A | N/A | 3280
Puget Sound Solar | 1 |  | Warranty & Network Service | Warranty & Network Service | Series 8 and 8+: Extra 4yrs of Full Replacement Warranty & Network Services (total of 5yrs) | S8-S8+ 4YR | Blink Charging Co. | Blink | N/A | N/A | 3680
Enphase (ClipperCreek)
Puget Sound Solar | 1 |  | Basic Level 2 | Mobile EV Charger | Mobile EV Charger 12 A, standard plug, portable, 25 ft cable | EVSE-NA-1012-0130-X000 | Enphase Energy | Enphase (ClipperCreek) | ETL, ENERGY STAR | 445 | 395
Puget Sound Solar | 1 |  | Basic Level 2 | HCS-40 EV Charger | HCS-40R-C17-L25-170. 32 A, 7.7 kW, hardwired, ruggedized connector. 25 feet of charging cable | HCS-40R-C17-L25-170 | Enphase Energy | Enphase (ClipperCreek) | Certifications: ETL, cETLus, ENERGY STAR | 708.8 | 732
Puget Sound Solar | 1 |  | Basic Level 2 | HCS-50 EV Charger | HCS-50R-C29-L25-280. 40 A, 9.6 kW, hardwired, ruggedized connector. 25 feet of charging cable. | HCS-50R-C29-L25-280 | Enphase Energy | Enphase (ClipperCreek) | Certifications: ETL, cETLus, ENERGY STAR | 778.1 | 809
Puget Sound Solar | 1 |  | Basic Level 2 | HCS-60 EV Charger | HCS-60R-C22-L25-179. 48 A, 11.5 kW, hardwired, ruggedized connector. 25 feet of charging cable. | HCS-60R-C22-L25-179 | Enphase Energy | Enphase (ClipperCreek) | Certifications: ETL, cETLus, ENERGY STAR | 1039.1 | 1099
Puget Sound Solar | 1 |  | Basic Level 2 | HCS-80 EV Charger | HCS-80R-C22-L25-180. 64 A, 15.4 kW, hardwired, ruggedized connector. 25 feet of charging cable. | HCS-80R-C22-L25-180 | Enphase Energy | Enphase (ClipperCreek) | Certifications: ETL, cETLus, ENERGY STAR | 1108.4 | 1176
Puget Sound Solar | 1 |  | Basic Level 2 | Share2 HCS-40 EV Charger Bundle | HCS-40-C13-L25-A140-144-CC. 32 A, 7.7 kW, hardwired, residential-grade connector, shared power. install two 32 A chargers on one 40 A circuit. | HCS-40-C13-L25-A140-144-CC | Enphase Energy | Enphase (ClipperCreek) | Certifications: ETL, cETLus, ENERGY STAR | 1533.2 | 1648
Puget Sound Solar | 1 |  | Basic Level 2 | Share2 HCS-60 EV Charger Bundle | HCS-60-C16-L25-A140-159. 48 A, 11.5 kW, hardwired, residential-grade connector, digital load management. two 48 A EV chargers on one 60 A circuit | HCS-60-C16-L25-A140-159 | Enphase Energy | Enphase (ClipperCreek) | Certifications: ETL, cETLus, ENERGY STAR | 2193.8 | 2382
Puget Sound Solar | 1 |  | Basic Level 2 | HCS-40 EV Charger with ChargeGuard | HCS-40R-C17-L25-A087-170. 32 A, 7.7 kW, ruggedized connector, key access. | HCS-40R-C17-L25-A087-170 | Enphase Energy | Enphase (ClipperCreek) | Certifications: ETL, cETLus, ENERGY STAR | 786.2 | 818
Puget Sound Solar | 1 |  | Basic Level 2 | HCS-60 EV Charger with ChargeGuard | HCS-60R-C22-L25-A087-179. 48 A, 11.5 kW, ruggedized connector, key access. | HCS-60R-C22-L25-A087-179 | Enphase Energy | Enphase (ClipperCreek) | Certifications: ETL, cETLus, ENERGY STAR | 1116.5 | 1185
Puget Sound Solar | 1 |  | Basic Level 2 | HCS-80 EV Charger with ChargeGuard | HCS-80R-C22-L25-A087-180. 64 A, 15.4 kW, ruggedized connector, key access | HCS-80R-C22-L25-A087-180 | Enphase Energy | Enphase (ClipperCreek) | Certifications: ETL, cETLus, ENERGY STAR | 1290.2 | 1378
Puget Sound Solar | 1 |  | Basic Level 2 | HCS-D40 Dual EV Charger | HCS-D40R-C17-L25-121. 32 A, 7.7 kW, hardwired, dual charging, ruggedized connectors. 31 miles of range per hour with one vehicle plugged in, or up to 15 miles of range per hour with two vehicles plugged in. | HCS-D40R-C17-L25-121 | Enphase Energy | Enphase (ClipperCreek) | Certifications: ETL, cETLus, ENERGY STAR | 1583.6 | 1704
Puget Sound Solar | 1 |  | Basic Level 2 | HCS-D50 Dual EV Charger | HCS-D50R-C29-L25-268. 40 A, 9.6 kW, hardwired, dual charging, ruggedized connector. 38 miles of range per hour with one vehicle plugged in, or up to 19 miles of range per hour with two vehicles plugged in. | HCS-D50R-C29-L25-268 | Enphase Energy | Enphase (ClipperCreek) | Certifications: ETL, cETLus, ENERGY STAR | 1712.3 | 1847
Puget Sound Solar | 1 |  | Basic Level 2 | HCS-40 with COSMOS | HCS-40R-C17-L25-A141-170. 32 A, 7.7 kW, hardwired, ruggedized connector, COSMOS-enabled: integrate EV charging with building energy management or other third-party monitoring and control systems. | HCS-40R-C17-L25-A141-170 | Enphase Energy | Enphase (ClipperCreek) | Certifications: ETL, cETLus, ENERGY STAR | 968 | 1020
Puget Sound Solar | 1 |  | Basic Level 2 | HCS-40 with COSMOS and ChargeGuard | HCS-40R-C17-L25-A157-170. 32 A, 7.7 kW, hardwired, ruggedized connector, COSMOS-enabled: integrate EV charging with building energy management or other third-party monitoring and control systems. | HCS-40R-C17-L25-A157-170 | Enphase Energy | Enphase (ClipperCreek) | Certifications: ETL, cETLus, ENERGY STAR | 968 | 1020
Puget Sound Solar | 1 |  | Basic Level 2 | HCS-50 with COSMOS | HCS-50R-C29-L25-A141-280. 40 A, 9.6 kW, hardwired, ruggedized connector, COSMOS-enabled: integrate EV charging with building energy management or other third-party monitoring and control systems. | HCS-50R-C29-L25-A141-280 | Enphase Energy | Enphase (ClipperCreek) | Certifications: ETL, cETLus, ENERGY STAR | 1060.7 | 1123
Puget Sound Solar | 1 |  | Basic Level 2 | HCS-60 with COSMOS | HCS-60R-C22-L25-A141-179. 48 A, 11.5 kW, hardwired, ruggedized connector, COSMOS-enabled: integrate EV charging with building energy management or other third-party monitoring and control systems. | HCS-60R-C22-L25-A141-179 | Enphase Energy | Enphase (ClipperCreek) | Certifications: ETL, cETLus, ENERGY STAR | 1298.3 | 1387
Puget Sound Solar | 1 |  | Basic Level 2 | HCS-80 with COSMOS | HCS-80R-C22-L25-A141-180. 64 A, 15.4 kW, hardwired, ruggedized connector, COSMOS-enabled: integrate EV charging with building energy management or other third-party monitoring and control systems. | HCS-80R-C22-L25-A141-180 | Enphase Energy | Enphase (ClipperCreek) | Certifications: ETL, cETLus, ENERGY STAR | 1367.6 | 1464
Puget Sound Solar | 1 |  | Accessory | ProMountDuo Universal Pedestal (rugged) | ADA height and reach compliant. 100% stainless steel construction; mount up to 2 hardwired EV Chargers. | PMD-10R-CC | Enphase Energy | Enphase (ClipperCreek) | N/A | 916.4 | 912
Puget Sound Solar | 1 |  | Accessory | HCS Pedestal | Mount a single or dual HCS EV Charger, and add one or two GFCI outlets for even greater versatility. | HCS-PEDESTAL-CC | Enphase Energy | Enphase (ClipperCreek) | N/A | 941.1 | 938
Puget Sound Solar | 1 |  | Accessory | HCS Pedestal Adapter (dual) | Enabling the mounting of 2 hardwired HCS EV Chargers. HCS Pedestal and HCS EV Chargers are sold separately. | HCS-DUALMOUNT-KIT-CC | Enphase Energy | Enphase (ClipperCreek) | N/A | 254.25 | 215
Puget Sound Solar | 1 |  | Accessory | HCS Pedestal Adapter (quad) | Enabling the mounting of 4 hardwired HCS EV Chargers. HCS Pedestal and HCS EV Chargers are sold separately. | HCS-QUADMOUNT-KIT-CC | Enphase Energy | Enphase (ClipperCreek) | N/A | 498.4 | 472
Puget Sound Solar | 1 |  | Accessory | Universal Pedestal Extension (single) | The Universal Pedestal Extension (single) is compatible with CS and HCS EV Chargers with 18 ft cables. Pedestal and EV chargers are sold separately. | HCS-SINGLEMOUNT-PED-EXT-CC | Enphase Energy | Enphase (ClipperCreek) | N/A | 1068.8 | 1132
Puget Sound Solar | 1 |  | Accessory | Universal Pedestal Extension (dual) | The Universal Pedestal Extension (dual) is compatible with CS and HCS EV Chargers with 18 ft cables. Pedestal, Pedestal Adapter, and EV chargers are sold separately. | HCS-DUALMOUNT-PED-EXT-CC | Enphase Energy | Enphase (ClipperCreek) | N/A | 1494.5 | 1605
Puget Sound Solar | 1 |  | Accessory | HCS Pedestal Extension (quad) | The HCS Pedestal Extension (quad) is compatible with hardwired HCS EV Chargers with 18 ft cables. The HCS Pedestal Extension (quad) is installed in combination with the HCS Pedestal and the HCS Pedestal Adapter (quad). HCS Pedestal, HCS Pedestal Adapter, and HCS EV Chargers are sold separately. | HCS-QUADMOUNT-PED-EXT-CC | Enphase Energy | Enphase (ClipperCreek) | N/A | 2223.5 | 2415
Puget Sound Solar | 1 |  | Accessory | Charging Cable Retractor | A cable management solution for any CS or HCS EV Charger with 18 ft cable | HCS-WALLMOUNT-RETRACTOR-CC | Enphase Energy | Enphase (ClipperCreek) | N/A | 571.55 | 549
Puget Sound Solar | 1 |  | Accessory | Holster | SAE J1772 EV Charging Station Connector Holster, Wall Mount. Safely stow a J1772 connector for weather protection. | CC-CONN-HOLSTER-CC | Enphase Energy | Enphase (ClipperCreek) | N/A | 27 | 21
Puget Sound Solar | 1 |  | Accessory | Cable Cradle | Cable Cradle, EV Charging Station Cable Holder, Wall Mount. Use with a range of cables, including our heaviest 80 A cables | CC-CABLE-CRADLE-CC | Enphase Energy | Enphase (ClipperCreek) | N/A | 27 | 21
LOOP Global
Puget Sound Solar | 1 |  | AC Charger - Level 2 | EV-Flex Level 2 Charger (7.6 KW) | Level 2 32 amp / 7.68 KW, single port charging station. Built in Wifi, Gigabit Etheernet, and LTE Cellualr, OCPP 1.6 | EVS-32A-L2-001 | Loop Global | Loop Global | EnergyStar- 25359323 | CALL | 1950
Puget Sound Solar | 1 |  | AC Charger - Level 2 | EV-Flex Light Level 2 Charger (7.68 KW) | Level 2 32 amp / 7.68 KW, single port charging station. None network | EVS-32A-L2-002 | Loop Global | Loop Global | EnergyStar -25359323 | CALL | 1150
Puget Sound Solar | 1 |  | AC Charger - Level 2 | EV-Flex+ Level 2 Charger (9.6) | Level 2 40 amp / 9.6 KW, single port charging staion. Built in Wifi, Gigabit Ethernet, and LTE Cellular, OCPP 1.6 | EVS-40A-L2-001 | Loop Global | Loop Global | EnergyStar- 2403877 | CALL | 2450
Puget Sound Solar | 1 |  | AC Charger - Level 2 | EV-Fleet Level 2 Charger (19.2 KW) | Level 2 80 amp / 19.2 KW, single port charging station. Built in Wifi, Gigabit Ethernet and LTE Cellular, OCPP 1.6 | EVS-80A-L2-004 | Loop Global | Loop Global | EnergyStar - 2383711 | CALL | 3450
Puget Sound Solar | 1 |  | Level 2 Accessories | Standard L2 Pedestal | Standard L2 Pedestal | EVS-L2-PED | Loop Global | Loop Global | N/A | CALL | 695
Puget Sound Solar | 1 |  | Level 2 Accessories | L2 Dual - Pedestal with Cable Retractor ( up to 18' cables) | All in one cable retractor pedestal and dual mount kit | EVS-L2-PED-CR-72 | Loop Global | Loop Global | N/A | CALL | 1495
Puget Sound Solar | 1 |  | Level 2 Accessories | Standard Wall Mount L2 Cable Retractor | All in one cable retractor pedestal and dual mount kit | EVS-L2-WM-CR | Loop Global | Loop Global | N/A | CALL | 495
Puget Sound Solar | 1 |  | Level 2 Accessories | Network Access Package | Service 2 or more chargers thru one network access | EVS-NAP | Loop Global | Loop Global | N/A | CALL | 1995
Puget Sound Solar | 1 |  | Level 2 Accessories | Credit Card Reader | Credit Card Reader | EVS-CCR | Loop Global | Loop Global | N/A | CALL | 945
Puget Sound Solar | 1 |  | DC Fast Charger | EV-Fast DC Fast Charger (50KW) | Dual port Level 3 charger, Liquid cool, IP65 Rated, OCPP 1.6, 4G/Ethernet for Network | EVS-RTM50 | Loop Global | Loop Global | CALL | CALL | 49750
Puget Sound Solar | 1 |  | DC Fast Charger | EV-Fast DC Fast Charger (75KW) | Dual port Level 3 charger, Liquid cool, IP65 Rated, OCPP 1.6, 4G/Ethernet for Network | EVS-RTM75 | Loop Global | Loop Global | CALL | CALL | 58750
Puget Sound Solar | 1 |  | DC Fast Charger | EV-Fast+ DC Fast Charger (100KW) | Dual port Level 3 charger, Liquid cool, IP65 Rated, OCPP 1.6, 4G/Ethernet for Network | EVS-PKM100 | Loop Global | Loop Global | CALL | CALL | 63750
Puget Sound Solar | 1 |  | DC Fast Charger | EV-Fast+ DC Fast Charger (150KW) | Dual port Level 3 charger, Liquid cool, IP65 Rated, OCPP 1.6, 4G/Ethernet for Network | EVS-PKM150 | Loop Global | Loop Global | CALL | CALL | 66750
Puget Sound Solar | 1 |  | DC Fast Charger | EV-Fast+ DC Fast Charger (360KW) | Dual port Level 3 charger, Liquid cool, IP65 Rated, OCPP 1.6, 4G/Ethernet for Network | EVS-PKM360-PU | Loop Global | Loop Global | CALL | CALL | 64000
LAST LINE

## Shell Recharge Solutions
COMPANY | CATEGORY | TYPE OF PRODUCT (EX. Type of Charger, hardware, software, etc. ) | PRODUCT NAME | PRODUCT DESCRIPTION | MODEL | MANUFACTURER | BRAND | PRODUCT CERTIFICATIONS | CURRENT COST | MSRP | # OF DAYS FOR DELIVERY AFTER ORDER RECEIPT
Shell Recharge Solutions | Category 1 - Hardware - Miscellaneous | Hardware - Accessories | Miscellaneous/Other Charging Related Equipment, Materials, Labor | Miscellaneous/Other Charging Related Equipment, Materials, Labor | GL-Miscellaneous | Shell Recharge Solutions | Shell Recharge Solutions |  | Cost + 10% | Cost + 20%
Shell Recharge Solutions | Category 1 - DCFC | Hardware - Accessories | ABB-TERRA HP-CSATTHP | Commissioning Fee per Terra HP (approved service partners trained by ABB can perform their own commissioning) - ABB Certified commissioning channel partners can self perform. | CSATTHP | ABB | ABB |  | 2113.68 | 2204.04 | 30 Weeks
Shell Recharge Solutions | Category 1 - DCFC | Hardware - Accessories | ABB-COM-CSAHVC | Onsite Commissioning Fee per HVC (includes one Depot Charge Box) | CSAHVC | ABB | ABB |  | 2021.93 | 2108.36 | 30 Weeks
Shell Recharge Solutions | Category 1 - DCFC | Hardware - Charger | ABB-Terra DC WALLBOX C-6AGC079381 | This 22.5 kW model with a 208/240 V single phase input and rated up to 920 VDC output features a single outlet 23 foot CCS-1 connector cable, RFID Reader, LED Display, 4G cellular modem, basic cable management holster for CCS-1, can support OCPP 1.6 integrations, and comes with a 2 year parts only warranty. EMC Class A Unit, may not be used in residential grid application. | 6AGC079381 | ABB | ABB |  | 11275.1 | 16804.89 | 30 Weeks
Shell Recharge Solutions | Category 1 - DCFC | Hardware - Charger | ABB-TERRA 175 HP-(1) 6AGC067631 (1) 6AGC082641 | ABB’s Terra HP system is a modular ultra-fast EV charging system supporting all 150-920 VDC compatible vehicles. The Terra 175 HP System in Static configuration will support 175 kW peak, 160 kW continuous output power, including 1x Liquid Cooled ChargePost (dispenser) with 13 foot 500 amp CCS-1 and 200 amp Chademo Cables and single Power Cabinet. ABB’s 4G modem-connected chargers feature a redundant power module architecture for high uptime and remote serviceability – with a 7" high-brightness color touchscreen display, RFID, support for OCPP 1.6 integrations, and comes with a 2 year warranty. | (1) 6AGC067631 (1) 6AGC082641 | ABB | ABB |  | 94852.02 | 106515.46 | 30 WEEKS
Shell Recharge Solutions | Category 1 - DCFC | Hardware - Charger | ABB-TERRA 175HP D-(1) 6AGC067632 (1) 6AGC101329 | ABB’s Terra HP system is a modular ultra-fast EV charging system supporting all 150-920 VDC compatible vehicles. The Terra 175 HP System in Dynamic configuration will support 175 kW peak, 160 kW continuous output power, including 1x Liquid Cooled ChargePost (dispenser) with 13 foot 500 amp CCS-1 and 200 amp Chademo Cables and single Power Cabinet - with the ability to upgrade the system to 350 kW over time. ABB’s 4G modem-connected chargers feature a redundant power module architecture for high uptime and remote serviceability – with a 7" high-brightness color touchscreen display, RFID, support for OCPP 1.6 integrations, and comes with a 2 year warranty. | (1) 6AGC067632 (1) 6AGC101329 | ABB | ABB |  | 98345.45 | 119083.07 | 30 Weeks
Shell Recharge Solutions | Category 1 - DCFC | Hardware - Charger | ABB- Terra 54HV C-6AGC084934 | Terra 54 C HV - 50 kW DC Fast Charger rated up to 920 VDC with 20 foot CCS-1 Cable, RFID Reader, LED Display, cellular modem, 65kAIC, 2 year warranty, | 6AGC084934 | ABB | ABB |  | 29544.05 | 43202.08 | 30 Weeks
Shell Recharge Solutions | Category 1 - DCFC | Hardware - Charger | ABB- Terra 54HV CJ-6AGC082821 | ABB’s Terra 54HV CJ DC fast charger has been designed to support 50 kW continuous charging for vehicles with battery voltages requiring up to 920 VDC with with one 20 foot long CCS1 charging cable and one 20 foot long CHAdeMO charging cable. ABB’s 4G modem-connected chargers feature a 5x10kW redundant power module architecture for high uptime and remote serviceability – with a 7" high-brightness color touchscreen display, RFID, support for OCPP 1.6 integrations, and comes with a 2 year warranty.(65KAIC) Nayax credit card reader is not included and available as a separate accessory that may be purchased. | 6AGC082821 | ABB | ABB |  | 32042.93 | 46600 | 30 Weeks
Shell Recharge Solutions | Category 1 - DCFC | Hardware - Charger | ABB-Terra DC Wallbox C-6AGC081364 | Terra DC Wallbox – 3 phase - 24 kW Wallmounted DC Fast Charger rated up to 920 VDC with 23-foot CCS-1 Cable, RFID Reader, LED Display, cellular modem, cable management holster for CCS-1. | 6AGC081364 | ABB | ABB |  | 11368.26 | 17313.54 | 30 Weeks
Shell Recharge Solutions | Category 1 - DCFC | Hardware - Charger | ABB-HVC150-(1) 6AGC070558 (2) 6AGC076522 (1) 6AGC069251 | HVC-150 - 150 kW DC Fast Charger rated up to 850 VDC, One 150 kW Power Cabinet and (2) Depot Charge Boxes with 23 foot CCS-1 cables, sequential charging, robustness and long distance packages, cellular modem, 2 year warranty | (1) 6AGC070558 (2) 6AGC076522 (1) 6AGC069251 | ABB | ABB |  | 100328.83 | 112665.72 | 30 Weeks
Shell Recharge Solutions | Category 1 - DCFC | Hardware - Charger | ABB-HVC150-(1) 6AGC070558 (3) 6AGC076522 (1) 6AGC069251 | HVC-150 - 150 kW DC Fast Charger rated up to 850 VDC, One 150 kW Power Cabinet and (3) Depot Charge Boxes with 23 foot CCS-1 cables, sequential charging, robustness and long distance packages, cellular modem, 2 year warranty, includes sequential charging package | (1) 6AGC070558 (3) 6AGC076522 (1) 6AGC069251 | ABB | ABB |  | 110733.15 | 124349.42 | 30 Weeks
Shell Recharge Solutions | Category 1 - DCFC | Hardware - Charger | ABB-TERRA DC WALLBOX CJ-6AGC079379 | Terra DC Wallbox – 1 phase - 24 kW Wallmounted DC Fast Charger rated up to 920 VDC with 23-foot CCS-1 and Chademo Cables, RFID Reader, LED Display, cellular modem, cable management holster for CCS-1 and Chademo. | 6AGC079379 | ABB | ABB |  | 13912.35 | 20607.81 | 30 Weeks
Shell Recharge Solutions | Category 1 - DCFC | Hardware - Charger | ABB-TERRA DC CJ-6AGC081362 | Terra DC Wallbox – 3 phase - 24 kW Wallmounted DC Fast Charger rated up to 920 VDC with 23-foot CCS-1 and Chademo Cables, RFID Reader, LED Display, cellular modem, cable management holster for CCS-1 and Chademo | 6AGC081362 | ABB | ABB |  | 14006.88 | 20445.64 | 30 Weeks
Shell Recharge Solutions | Category 1 - DCFC | Hardware - Charger | ABB-HVC150-(1) 6AGC070558 (1) 6AGC076522 | HVC-150 - 150 kW DC Fast Charger rated up to 850 VDC, One 150 kW Power Cabinet and (1) Depot Charge Box with 23 foot CCS-1 cable, cellular modem, 2 year warranty - HVC robustness package included : Redundant auxiliary power supply; Low temperature option: integrated Heating system for extension of the operating temperature to -35 degC to +50 degC, Active temperature measurement and control; Intelligent air filter system; Intelligent fuse control. - HVC long distance support package included: To increase distance up to 150 meters. Data communication enhancer module; Overvoltage protection system; Cable between power cabinet and depot box not included. | (1) 6AGC070558 (1) 6AGC076522 | ABB | ABB |  | 85584.34 | 96108.18 | 30 weeks
Shell Recharge Solutions | Category 1 - DCFC | Hardware - Charger | ABB-TERRA 184-6AGC085467 | The Terra 184 C1C2 is a 180 kW DC fast charger rated up to 920 VDC with 1x 20 ft 200 amp CCS1 cable connector and 1x 20 ft 200 amp CCS2 cable connector in dual outlet configuration, and can charge 2 cars simultaneously up to 90 kW each. ABB’s 4G modem-connected chargers feature a redundant power module architecture for high uptime and remote serviceability – with a 7" high-brightness color touchscreen display, RFID, support for OCPP 1.6 integrations, and comes with a 2 year warranty. NOTE CCS2 is the European style CCS connector. Nayax credit card reader is not included and available as a separate accessory that may be purchased. | 6AGC085467 | ABB | ABB |  | 82859.52 | 100802.33 | 30 Weeks
Shell Recharge Solutions | Category 1 - DCFC | Hardware - Charger | ABB-TERRA 124 C-6AGC102235 | The Terra 124 C is a 120 kW DC fast charger rated up to 920 VDC with 1x 20 foot 200 amp CCS-1 cable connector. ABB’s 4G modem-connected chargers feature a redundant power module architecture for high uptime and remote serviceability – with a 7" high-brightness color touchscreen display, RFID, support for OCPP 1.6 integrations, and comes with a 2 year warranty. This unit is field upgradeable with additional power modules that will require field UL certification. Nayax credit card reader is not included and available as a separate accessory that may be purchased. | 6AGC102235 | ABB | ABB |  | 60833.754 | 80442.86 | 30 Weeks
Shell Recharge Solutions | Category 1 - DCFC | Hardware - Charger | ABB-TERRA 124 CJ-6AGC102238 | The Terra 124 CJ is a 120 kW DC fast charger rated up to 920 VDC with a 20 ft 200 amp CCS-1 cable connector and a 20 ft CHAdeMO connector in dual outlet configuration, and can charge 2 cars simultaneously up to 60 kW each. ABB’s 4G modem-connected chargers feature a redundant power module architecture for high uptime and remote serviceability – with a 7" high-brightness color touchscreen display, RFID, support for OCPP 1.6 integrations, and comes with a 2 year warranty. This unit is field upgradeable with additional power modules that will require field UL certification. Nayax credit card reader is not included and available as a separate accessory that may be purchased. | 6AGC102238 | ABB | ABB |  | 59352.51 | 87357.14 | 30 Weeks
Shell Recharge Solutions | Category 1 - DCFC | Hardware - Charger | ABB-TERRA 124 CC-6AGC102241 | The Terra 124 CC is a 120 kW DC fast charger rated up to 920 VDC with 2x 20 ft 200 amp CCS-1 cable connectors in dual outlet configuration, and can charge 2 cars simultaneously up to 60 kW each. ABB’s 4G modem-connected chargers feature a redundant power module architecture for high uptime and remote serviceability – with a 7" high-brightness color touchscreen display, RFID, support for OCPP 1.6 integrations, and comes with a 2 year warranty. This unit is field upgradeable with additional power modules that will require field UL certification. Nayax credit card reader is not included and available as a separate accessory that may be purchased. | 6AGC102241 | ABB | ABB |  | 58160.61 | 84885.71 | 30 Weeks
Shell Recharge Solutions | Category 1 - DCFC | Hardware - Charger | ABB-Terra 54 CJ-6AGC071648 | The Terra 54 CJ is a 50 kW DC fast charger with a CCS1 and CHAdeMO dual-outlet configuration. ABB’s 4G modem-connected chargers feature a 5x10kW redundant power module architecture for high uptime and remote serviceability – with a 7" high-brightness color touchscreen display, RFID, support for OCPP 1.6 integrations, and comes with a 2 year parts only warranty. (65KAIC) | 6AGC071648 | ABB | ABB |  | 26978.04 | 36987 | 30 Weeks
Shell Recharge Solutions | Category 1 - DCFC | Hardware - Charger | ABB-TERRA 54 C-6AGC081369 | Terra 54 C is a 50 kW DC fast charger with one 13 foot long CCS1 charging cable. ABB’s 4G modemconnected chargers feature a 5x10kW redundant power module architecture for high uptime and remote serviceability – with a 7" high-brightness color touchscreen display, RFID, support for OCPP 1.6 integrations, and comes with a 2 year warranty. (65KAIC) Nayax credit card reader is not included and available as a separate accessory that may be purchased. | 6AGC081369 | ABB | ABB |  | 25727.23 | 34318.33 | 30 Weeks
Shell Recharge Solutions | Category 1 - DCFC | Hardware - Charger | ABB-TERRA 184 CJ-6AGC102237 | The Terra 184 CJ is a 180 kW DC fast charger rated up to 920 VDC with a 20 ft 200 amp CCS-1 cable connector and a 20 ft CHAdeMO connector in dual outlet configuration, and can charge 2 cars simultaneously up to 90 kW each. ABB’s 4G modem-connected chargers feature a redundant power module architecture for high uptime and remote serviceability – with a 7" high-brightness color touchscreen display, RFID, support for OCPP 1.6 integrations, and comes with a 2 year warranty. Nayax credit card reader is not included and available as a separate accessory that may be purchased. | 6AGC102237 | ABB | ABB |  | 66927.24 | 106123.81 | 30 Weeks
Shell Recharge Solutions | Category 1 - DCFC | Hardware - Charger | ABB-TERRA 184 C-6AGC102229 | The Terra 184 C is a 180 kW DC fast charger rated up to 920 VDC with 1x 20 foot 200 amp CCS-1 cable connector. ABB’s 4G modem-connected chargers feature a redundant power module architecture for high uptime and remote serviceability – with a 7" high-brightness color touchscreen display, RFID, support for OCPP 1.6 integrations, and comes with a 2 year warranty. Nayax credit card reader is not included and available as a separate accessory that may be purchased. | 6AGC102229 | ABB | ABB |  | 77655.9155 | 99209.52 | 30 Weeks
Shell Recharge Solutions | Category 1 - DCFC | Hardware - Charger | ABB-TERRA 94 CJ-6AGC102236 | The Terra 94 CJ is a 90 kW DC fast charger rated up to 920 VDC with a 20 ft 200 amp CCS-1 cable connector and a 20 ft CHAdeMO connector in dual outlet configuration, charging one vehicle at a time. ABB’s 4G modem-connected chargers feature a redundant power module architecture for high uptime and remote serviceability – with a 7" high-brightness color touchscreen display, RFID, support for OCPP 1.6 integrations, and comes with a 2 year warranty. This unit is field upgradeable with additional power modules that will require field UL certification. Nayax credit card reader is not included and available as a separate accessory that may be purchased. | 6AGC102236 | ABB | ABB |  | 53095.72 | 78469.05 | 30 Weeks
Shell Recharge Solutions | Category 1 - DCFC | Hardware - Charger | ABB-TERRA 94 CC-6AGC102239 | The Terra 94 CC is a 90 kW DC fast charger rated up to 920 VDC with 2x 20 ft 200 amp CCS-1 cable connectors in dual outlet configuration, charging one vehicle at a time. ABB’s 4G modem-connected chargers feature a redundant power module architecture for high uptime and remote serviceability – with a 7" high-brightness color touchscreen display, RFID, support for OCPP 1.6 integrations, and comes with a 2 year warranty. This unit is field upgradeable with additional power modules that will require field UL certification. Nayax credit card reader is not included and available as a separate accessory that may be purchased. | 6AGC102239 | ABB | ABB |  | 51666.81 | 75997.62 | 30 Weeks
Shell Recharge Solutions | Category 1 - DCFC | Hardware - Charger | ABB-TERRA 94 C-6AGC102247 | The Terra 94 C is a 90 kW DC fast charger rated up to 920 VDC with 1x 20 foot 200 amp CCS-1 cable connector. ABB’s 4G modem-connected chargers feature a redundant power module architecture for high uptime and remote serviceability – with a 7" high-brightness color touchscreen display, RFID, support for OCPP 1.6 integrations, and comes with a 2 year warranty. This unit is field upgradeable with additional power modules that will require field UL certification. Nayax credit card reader is not included and available as a separate accessory that may be purchased. | 6AGC102247 | ABB | ABB |  | 49800.87 | 71552.38 | 30 Weeks
Shell Recharge Solutions | Category 1 - DCFC | Hardware - Charger | ABB-TERRA 184 CC-6AGC102240 | The Terra 184 CC is a 180 kW DC fast charger rated up to 920 VDC with 2x 20 ft 200 amp CCS-1 cable connectors in dual outlet configuration, and can charge 2 cars simultaneously up to 90 kW each. ABB’s 4G modem-connected chargers feature a redundant power module architecture for high uptime and remote serviceability – with a 7" high-brightness color touchscreen display, RFID, support for OCPP 1.6 integrations, and comes with a 2 year warranty. Nayax credit card reader is not included and available as a separate accessory that may be purchased. | 6AGC102240 | ABB | ABB |  | 65686.02 | 103654.76 | 30 Weeks
Shell Recharge Solutions | Category 1 - DCFC | Hardware - Charger | ABB-TERRA 350 HP D-(2) 6AGC067632 (1) 6AGC101329 | ABB’s Terra HP system is a modular ultra-fast EV charging system supporting all 150-920 VDC compatible vehicles. The Terra 175 HP System in Static configuration will support 175 kW peak, 160 kW continuous output power, including 1x Liquid Cooled ChargePost (dispenser) with 13 foot 500 amp CCS-1 and 200 amp Chademo Cables and single Power Cabinet. ABB’s 4G modem-connected chargers feature a redundant power module architecture for high uptime and remote serviceability – with a 7" high-brightness color touchscreen display, RFID, support for OCPP 1.6 integrations, and comes with a 2 year warranty. | (2) 6AGC067632 (1) 6AGC101329 | ABB | ABB |  | 151954.92 | 192049.22 | 30 Weeks
Shell Recharge Solutions | Category 1 - DCFC | Hardware - Charger | ABB-TERRA 54- 6AGC085697 | Terra 54 C is a 50 kW DC fast charger with one 13 foot long CCS1 charging cable. ABB’s 4G modemconnected chargers feature a 5x10kW redundant power module architecture for high uptime and remote serviceability – with a 7" high-brightness color touchscreen display, RFID, support for OCPP 1.6 integrations, and comes with a 2 year warranty. (65KAIC) Nayax credit card reader is not included and available as a separate accessory that may be purchased. | 6AGC085697 | ABB | ABB |  | 32025.79 | 38960.82 | 30 Weeks
Shell Recharge Solutions | Category 1 - Level 2 Chargers | Hardware - Charger | ABB-TAC W9-P8-RD-MCD-0 | Terra AC Wallbox – 40A Smart Charger with HMI Screen, RFID reader, 4G, Double Ethernet, and 25- foot SAE J1772 cable. | TAC W9-P8-RD-MCD-0 | ABB | ABB |  | 2095.8904 | 2886.7925 | 30 Weeks
Shell Recharge Solutions | Category 1 - Level 2 Chargers | Hardware - Charger | ABB-TAC W7-P8-RD-MD-0 | Terra AC Wallbox – 32A Smart Charger with HMI Screen, RFID reader, Double Ethernet, and 25-foot SAE J1772 cable. | TAC W7-P8-RD-MD-0 | ABB | ABB |  | 1356.1644 | 1867.9245 | 30 Weeks
Shell Recharge Solutions | Category 1 - Level 2 Chargers | Hardware - Charger | ABB-TAC W7-P8-RD-MCD-0 | Terra AC Wallbox – 32A Smart Charger with HMI Screen, RFID reader, 4G, Double Ethernet, and 25- foot SAE J1772 cable | TAC W7-P8-RD-MCD-0 | ABB | ABB |  | 1671.2329 | 2301.8868 | 30 Weeks
Shell Recharge Solutions | Category 1 - Level 2 Chargers | Hardware - Charger | ABB-TAC W7-P8-R-D-0 | Terra AC Wallbox – 32A Smart Charger with RFID reader, Double Ethernet, and 25-foot SAE J1772 cable. | TAC W7-P8-R-D-0 | ABB | ABB |  | 1219.1781 | 1679.2453 | 30 Weeks
Shell Recharge Solutions | Category 1 - Level 2 Chargers | Hardware - Charger | ABB-TAC W7-P8-R-CD-0 | Terra AC Wallbox – 32A Smart Charger with RFID reader, 4G, Double Ethernet, and 25-foot SAE J1772 cable. | TAC W7-P8-R-CD-0 | ABB | ABB |  | 1630.137 | 2245.283 | 30 Weeks
Shell Recharge Solutions | Category 1 - Level 2 Chargers | Hardware - Charger | ABB-TAC W7-P8-R-C-0 | Terra AC Wallbox – 32A Smart Charger with RFID reader, 4G, and 25-foot SAE J1772 cable. | TAC W7-P8-R-C-0 | ABB | ABB |  | 945.2055 | 1301.8868 | 30 Weeks
Shell Recharge Solutions | Category 1 - Level 2 Chargers | Hardware - Charger | ABB-TAC W19-P8-RD-MCD-0 | Terra AC Wallbox – 80A Smart Charger with HMI Screen, RFID reader, 4G, Double Ethernet, and 25- foot SAE J1772 cable. | TAC W19-P8-RD-MCD-0 | ABB | ABB |  | 4041.0959 | 5566.0377 | 30 Weeks
Shell Recharge Solutions | Category 1 - Level 2 Chargers | Hardware - Charger | ABB - TAC-W7-P8-0 | Terra AC Wallbox – 32A Charger with 25-foot SAE J1772 cable. | TAC-W7-P8-0 | ABB | ABB |  | 815.0685 | 1122.6415 | 30 Weeks
Shell Recharge Solutions | Category 1 - DCFC | Hardware - Accessories | ABB-TERRA 350 HP-(2) 6AGC067631 (2) 6AGC101329 | "2 x Terra HP Power Cabinets (static), 175 kWp and 375 A output, 480 VAC 60 Hz input, with 2x Terra HP Gen 3 Charge Post, 500 A CCS1 and 200 A CHAdeMO, 5.3 m cables with retraction system, 15"" screen, Mifare RFID reader. cTUVus certified. Note: simultaneous charging on both cables is not supported." | (2) 6AGC067631 (2) 6AGC101329 | ABB | ABB |  | 179382.32 | 227757.84 | 30 Weeks
Shell Recharge Solutions | Category 1 - DCFC | Hardware - Accessories | ABB- CHG- PKG | HVC-C Sequential Charging Package | ABB- CHG- PKG | ABB | ABB |  | 5431.13 | 7479.8679 | 30 Weeks
Shell Recharge Solutions | Category 1 - DCFC | Hardware - Accessories | ABB- CHRG-BOX-LG-CBL | HVC-C Depot Charge Box Long CCS-1 Cable UL | ABB- CHRG-BOX-LG-CBL | ABB | ABB |  | 11815.51 | 16272.566 | 30 Weeks
Shell Recharge Solutions | Category 1 - DCFC | Hardware - Accessories | ABB-HVC150-ACC-6AGC069024 | Standalone Pedestal for HVC-150 Depot Charge Box - Optional | 6AGC069024 | ABB | ABB |  | 2772.88 | 2891.43 | 30 Weeks
Shell Recharge Solutions | Category 1 - DCFC | Hardware - Accessories | ABB-ACC-XT4-BUS-002 | Cable Management For Pedestal Mount - Optional (Must be purchased with Metal Pedestal) | XT4-BUS-002 | ABB | ABB |  | 2764.25 | 2882.43 | 30 Weeks
Shell Recharge Solutions | Category 1 - DCFC | Hardware - Accessories | ABB- ACC-6AGC076604 | The upgraded “Gold” level CCS1 cable holster for the Terra DC Wallbox is tailored to cradle the specific design of CCS1 connectors. This holster offers additional weather protection while enhancing operational lifetime of the cable connectors - in a color-matched aesthetic design. | 6AGC076604 | ABB | ABB |  | 492.27 | 598.87 | 30 Weeks
Shell Recharge Solutions | Category 1 - DCFC | Hardware - Accessories | ABB-TERRA54-CBLE-MGMT | Terra 54 Cable Management System per Connector (CANADA) | RTR-ABB-003K | ABB | ABB |  | 1780.8219 | 2452.8302 | 30 weeks
Shell Recharge Solutions | Category 1 - DCFC | Hardware - Accessories | ABB-DCWB-PEDESTAL-CJ | ABB's safety-tested DC Wallbox pedestal delivers a high quality user experience while enhancing operational lifetime.This design includes solar powered LED lighting, a removable front panel for conduit, mounting and service access, a cable management system for dual outlet configuration, corrosion-resistant lightweight aluminum construction, optional integrated AC disconnect means, mounting hardware included and the design enables ADA compliant installations. This pedestal unit comes with a 2 year parts only warranty. | DCWB-PEDESTAL-CJ | ABB | ABB |  | 3911.08 | 4758 | 30 Weeks
Shell Recharge Solutions | Category 1 - DCFC | Hardware - Accessories | ABB-Terra 54/54HV CABLE MGMT-T54-2545B | Terra 54 Cable Management Solution (Includes one cable retractor, order qty 2 for stations with two cables) | T54-2545B | ABB | ABB |  | 1334.38 | 1428.55 | 30 Weeks
Shell Recharge Solutions | Category 1 - DCFC | Hardware - Accessories | ABB-TERRA 94/124/184-6AGC101049 | Terra 94/124/184 Cable Management Solution (Includes one cable retractor, order qty 2 for stations with two cables) | 6AGC101049 | ABB | ABB |  | 1334.38 | 1651.02 | 30 Weeks
Shell Recharge Solutions | Category 1 - DCFC | Hardware - Accessories | ABB-TERRA AC-6AGC085345 | Single Pedestal – Terra AC Wallbox. | 6AGC085345 | ABB | ABB |  | 794.5205 | 1094.3396 | 30 weeks
Shell Recharge Solutions | Category 1 - DCFC | Hardware - Accessories | ABB-PDSTL-LUXAW | Luxury Pedestal – Terra AC Wallbox. Includes Cable Management System. Supports up to 2 units. | PDSTL-LUXAW | ABB | ABB |  | 5136.9863 | 7075.4717 | 30 weeks
Shell Recharge Solutions | Category 1 - DCFC | Hardware - Accessories | ABB-ABM-G4-S-ABB-C | Single Head ABB Bracket (CCS1 cable) | ABM-G4-S-ABB-C | ABB | ABB |  | 2812.88 | 3422 | 30 Weeks
Shell Recharge Solutions | Category 1 - DCFC | Hardware - Accessories | ABB-ABM-G4-D-ABB-CJ | Dual Head ABB Bracket (CCS1 & CHAdeMO cable) | ABM-G4-D-ABB-CJ | ABB | ABB |  | 4387.01 | 5337 | 30 Weeks
Shell Recharge Solutions | Category 1 - DCFC | Hardware - Accessories | ABB-DCWB-Pedestal-C | ABB's safety-tested DC Wallbox pedestal delivers a high quality user experience while enhancing operational lifetime.This design includes solar powered LED lighting, a removable front panel for conduit, mounting and service access, a cable management system for single outlet configuration, corrosionresistant lightweight aluminum construction, optional integrated AC disconnect means, mounting hardware included and the design enables ADA compliant installations. This pedestal unit comes with a 2 year parts only warranty. | DCWB-Pedestal-C | ABB | ABB |  | 3765.59 | 4581 | 30 Weeks
Shell Recharge Solutions | Category 1 - DCFC | Hardware - Accessories | Terra 124 Cable Upgrade - CCS/CHA | from 200A to 400A cables in CCS + CHAdeMo charger UL |  | ABB | ABB |  | 1837.17 | 1428.55 | 30 Weeks
Shell Recharge Solutions | Category 1 - DCFC | Hardware - Accessories | Terra 124/184 Cable Upgrade - CCS | from 200A to 400A cables in 2 x CCS charger UL |  | ABB | ABB |  | 3805.86 | 5241.5094 | 30 Weeks
Shell Recharge Solutions | Category 1 - DCFC | Hardware - Accessories | Terra 94/124/184 Extended Cables - CHA | from default 3.9m to max. 8m per cable (200A CHAdeMO) for Terra 94, Terra 124 and Terra 184 (non-HC versions |  | ABB | ABB |  | 1387.81 | 1911.3208 | 30 Weeks
Shell Recharge Solutions | Category 1 - DCFC | Hardware - Accessories | Terra 94/124/184 Extended Cables - CCS | from default 3.9m to max. 8m per cable (200A CCS) for Terra 94, Terra 124 and Terra 184 (non-HC versions) |  | ABB | ABB |  | 1041.2 | 1433.9623 | 30 Weeks
Shell Recharge Solutions | Category 1 - DCFC | Hardware - Accessories | Terra 54/54HV - Extended Cables | from default 3.9m to max. 8m per cable (max. 125A) (CCS or ChadeMO or AC) for Terra 54(HV) |  | ABB | ABB |  | 608.28 | 837.7358 | 30 Weeks
Shell Recharge Solutions | Category 1 - DCFC | Hardware - Accessories | Terra 184 Cable Upgrade - CCS/CHA | from 200A to 400A cables in CCS + CHAdeMo charger UL |  | ABB | ABB |  | 1822.1 | 1428.55 | 30 Weeks
Shell Recharge Solutions | Category 1 - DCFC | Hardware - Accessories | ABB-COMM-CSADCB | Onsite Commissioning Fee per Extra Depot Charge Box | CSADCB | ABB | ABB |  | 631.75 | 658.75 | 30 Weeks
Shell Recharge Solutions | Category 1 - DCFC | Hardware - Accessories | ABB-ChargerConnect-6AGC064781 | Charger Connect - Includes GSM connectivity, cellular data plan, live software updates and 24/7 NOC monitoring (Cost per station per year) | 6AGC064781 | ABB | ABB |  | 693.22 | 1173.45 | 30 Weeks
Shell Recharge Solutions | Category 1 - Level 2 Chargers | Hardware - Charger | BTC-30A-L2P-30-240-15 | Dual Pedestal 30A, with color screen, RFID, cellular, 2 year warranty | L2P-30-240-15 | BTC Power | BTC Power |  | 4260.7 | 4150 | 20 weeks
Shell Recharge Solutions | Category 1 - Level 2 Chargers | Hardware - Charger | BTC-30A-L2W-30-240-15 | Level 2, 30A, Commercial Charging Station To Include: PC, Controller, 7" Color LCD, Cellular Modem, RFID Reader OR Credit Card Reader, OCPP S/W (1.6xx) Dual-Port Level 2 EVSE - Wall Mount | L2W-30-240-15 | BTC Power | BTC Power |  | 4014.1 | 3900 | 20 weeks
Shell Recharge Solutions | Category 1 - Level 2 Chargers | Hardware - Charger | BTC-30A-L2P-30-240-16 | Level 2, 30A, Commercial Charging Station To Include: PC, Controller, 7" Color LCD, Cellular Modem, RFID Reader OR Credit Card Reader, OCPP S/W (1.6xx) Single-Port Level 2 EVSE - Pedestal | L2P-30-240-16 | BTC Power | BTC Power |  | 3548.3 | 3450 | 20 weeks
Shell Recharge Solutions | Category 1 - Level 2 Chargers | Hardware - Charger | BTC-30A-L2W-30-240-16 | Level 2, 30A, Commercial Charging Station To Include: PC, Controller, 7" Color LCD, Cellular Modem, RFID Reader OR Credit Card Reader, OCPP S/W (1.6xx) Single-Port Level 2 EVSE - Wall Mount | L2W-30-240-16 | BTC Power | BTC Power |  | 3288 | 3200 | 20 weeks
Shell Recharge Solutions | Category 1 - Level 2 Chargers | Hardware - Charger | BTC-70A-L2P-70-240-16 | Single-Port Level 2 EVSE - Pedestal Level 2, 70A, Commercial Charging Station To Include: PC, Controller, 7" Color LCD, Cellular Modem, RFID Reader OR Credit Card Reader, OCPP S/W (1.6xx) Single-Port Level 2 EVSE - Pedestal Single-Port Level 2 EVSE - Pedestal | L2P-70-240-16 | BTC Power | BTC Power |  | 5041.6 | 4900 | 20 weeks
Shell Recharge Solutions | Category 1 - Level 2 Chargers | Hardware - Charger | BTC-70A- L2W-70-240-16 | Level 2, 70A, Commercial Charging Station To Include: PC, Controller, 7" Color LCD, Cellular Modem, RFID Reader OR Credit Card Reader, OCPP S/W (1.6xx) Single-Port Level 2 EVSE - Wall Mount | L2W-70-240-16 | BTC Power | BTC Power |  | 4781.3 | 4650 | 20 weeks
Shell Recharge Solutions | Category 1 - Level 2 Chargers | Hardware - Charger | BTC-40A-L2P-40-240-15 | Level 2, 40A, Commercial Charging Station To Include: PC, Controller, 7" Color LCD, Cellular Modem, RFID Reader OR Credit Card Reader, OCPP S/W (1.6xx) Dual-Port Level 2 EVSE - Pedestal | L2P-40-240-15 | BTC Power | BTC Power |  | 5082.7 | 4950 | 20 weeks
Shell Recharge Solutions | Category 1 - Level 2 Chargers | Hardware - Charger | BTC-40A-L2W-40-240-15 | Level 2, 40A, Commercial Charging Station To Include: PC, Controller, 7" Color LCD, Cellular Modem, RFID Reader OR Credit Card Reader, OCPP S/W (1.6xx) Dual-Port Level 2 EVSE - Wall Mount | L2W-40-240-15 | BTC Power | BTC Power |  | 4425.1 | 4300 | 20 weeks
Shell Recharge Solutions | Category 1 - Level 2 Chargers | Hardware - Charger | BTC-40A- L2W-40-240-16 | Level 2, 40A, Commercial Charging Station To Include: PC, Controller, 7" Color LCD, Cellular Modem, RFID Reader OR Credit Card Reader, OCPP S/W (1.6xx) Single-Port Level 2 EVSE - Wall Mount | L2W-40-240-16 | BTC Power | BTC Power |  | 3959.3 | 3850 | 20 weeks
Shell Recharge Solutions | Category 1 - Level 2 Chargers | Hardware - Charger | BTC-40A-L2P-40-240-16 | Level 2, 40A, Commercial Charging Station To Include: PC, Controller, 7" Color LCD, Cellular Modem, RFID Reader OR Credit Card Reader, OCPP S/W (1.6xx) Single-Port Level 2 EVSE - Pedestal | L2P-40-240-16 | BTC Power | BTC Power |  | 4164.8 | 4050 | 20 weeks
Shell Recharge Solutions | Category 1 - DCFC | Hardware - Charger | BTC- 200A-HPCD1-200-01 | 200A Rated Power Dispenser(s) - Dual Connector - 200A Rated Copper Connectors (SAE Combo (CCS-1) and Chademo - Maximum Output 80kW (Chademo)- 180kW (SAE Combo) per connector, depending on BMS input voltage - 15" High Resolution Touch Screen Display - RFID Reader - Credit Card Reader - Includes cellular modem (but not SIM card/data usage) | HPCD1-200-01 | BTC Power | BTC Power |  | 30825 | 31400 | 4-6 weeks
Shell Recharge Solutions | Category 1 - DCFC | Hardware - Charger | BTC-125A-HPCD1-125-01 | - Dual Connector - Two (2) 125A Rated SAE Combo (CCS-1) Connectors - Maximum Output 50kW per connector - 15" High Resolution Touch Screen Display - RFID Reader - Credit Card Reader - Includes cellular modem (but not SIM card/data usage) | HPCD1-125-01 | BTC Power | BTC Power |  | 26304 | 26600 | 4-6 weeks
Shell Recharge Solutions | Category 1 - DCFC | Hardware - Charger | BTC-100kw- HPCT-100-480-02 | Power Enclosure-100kW-Two 50kW Cassettes | HPCT-100-480-02 | BTC Power | BTC Power |  | 30551 | 32700 | 4-6 weeks
Shell Recharge Solutions | Category 1 - DCFC | Hardware - Charger | BTC-150KW-HPCT-150-480-02 | Power Enclosure-150kW-Three 50kW Cassettes | HPCT-150-480-02 | BTC Power | BTC Power |  | 40415 | 41400 | 4-6 weeks
Shell Recharge Solutions | Category 1 - DCFC | Hardware - Charger | BTC-200KW-HPCT-100-480-02 | Power Enclosure-200kW-Four 50kW Cassettes | HPCT-100-480-02 | BTC Power | BTC Power |  | 50690 | 52000 | 4-6 weeks
Shell Recharge Solutions | Category 1 - DCFC | Hardware - Charger | BTC-50kW-L3S-50-208-01 | 50kW Slim 208VAC CHAdeMO/CCS1 L3S-50-208-01 - OCPP Ver 1.6x - 15" High-Resolution Color Touchscreen LCD - Cellular Modem - RFID Reader - Cord Retraction | L3S-50-208-01 | BTC Power | BTC Power |  | 31373 | 22900 | 4-6 weeks
Shell Recharge Solutions | Category 1 - DCFC | Hardware - Charger | BTC-50kW-L3S-50-480-01 | 50kW Slim 480VAC CHAdeMO/CCS1 - OCPP Ver 1.6x - 15" High-Resolution Color Touchscreen LCD - Cellular Modem - RFID Reader - Cord Retraction | L3S-50-480-01 | BTC Power | BTC Power |  | 24934 | 29750 | 4-6 weeks
Shell Recharge Solutions | Category 1 - DCFC | Hardware - Charger | BTC-350kW-HPCT-350-480-2 | - 350kW Output Power Enclosure - two (2) 200kW Towers, eight (8) 50kW power modules, ran in parellel | HPCT-350-480-2 | BTC Power | BTC Power |  | 95968.5 | 93400 | 4-6 weeks
Shell Recharge Solutions | Category 1 - DCFC | Hardware - Charger | BTC-100kW-L3R-100-480-01 | 100kW 480VAC CHAdeMO/CCS1 All BTCPower DCFC’s will include the below configuration: - OCPP Ver 1.6x - 15" High-Resolution Color Touchscreen LCD - Cellular Modem - Credit Card and RFID Reader - Cord Retraction | L3R-100-480-01 | BTC Power | BTC Power |  | 49320 | 52000 | 24 weeks
Shell Recharge Solutions | Category 1 - DCFC | Hardware - Charger | BTC- 200A-HPCD1-200-02 | 200A Rated Power Dispenser(s); Model/SKU - HPCD1-200-02 - Dual Connector - Two (2) 200A Rated Copper SAE Combo (CCS-1) Connectors - 180kW (SAE Combo) per connector, depending on EV BMS input voltage - 15" High Resolution Touch Screen Display - RFID Reader - Credit Card Reader - Includes cellular modem (but not SIM card/data usage) | HPCD1-200-02 | BTC Power | BTC Power |  | 28393.25 | 31400 | 4-6 weeks
Shell Recharge Solutions | Category 1 - DCFC | Hardware - Charger | BTC-350kW-HPCD1-350-02 | 350kW Rated Output Power Dispenser(s): - Dual Connector - Two (2) 500A Rated Liquid-Cooled SAE Combo (CCS-1) Connector - Maximum Output 400kW at 800VAC - 15" High Resolution Touch Screen Display - RFID Reader - Credit Card Reader - Includes cellular modem (but not SIM card/data usage) | HPCD1-350-02 | BTC Power | BTC Power |  | 41305.5 | 40200 | 20 Weeks
Shell Recharge Solutions | Category 1 - DCFC | Hardware - Charger | BTC-50kW-L3S-50-480-05 | 50kW Slim 480VAC CCS1 Only - RFID Reader All BTCPower DCFC’s will include the below configuration: - OCPP Ver 1.6x - 15" High-Resolution Color Touchscreen LCD - Cellular Modem - Credit Card and RFID Reader - Cord Retraction | L3S-50-480-05-001 | BTC Power | BTC Power |  | 21235 | 25250 | 14-16 weeks
Shell Recharge Solutions | Category 1 - DCFC | Hardware - Charger | BTC-50kW-L3S-50-208-02 | 50kW Slim 208VAC CCS1/CCS1 - OCPP Ver 1.6x - 15" High-Resolution Color Touchscreen LCD - Cellular Modem - Credit Card and RFID Reader - Cord Retraction | L3S-50-208-02 | BTC Power | BTC Power |  | 31373 | 30950 | 4-6 weeks
Shell Recharge Solutions | Category 1 - DCFC | Hardware - Charger | BTC-50kW-L3S-50-480-02 | 50kW Slim 480VAC CCS1/CCS1 All BTCPower DCFC’s will include the below configuration: - OCPP Ver 1.6x - 15" High-Resolution Color Touchscreen LCD - Cellular Modem - Credit Card and RFID Reader - Cord Retraction | L3S-50-480-02 | BTC Power | BTC Power |  | 24934 | 29750 | 14-16 weeks
Shell Recharge Solutions | Category 1 - DCFC | Hardware - Charger | BTC-50KW-L3S-50-480-05 | 50kW Slim 480VAC CCS1 Only - Credit Card All BTCPower DCFC’s will include the below configuration: - OCPP Ver 1.6x - 15" High-Resolution Color Touchscreen LCD - Cellular Modem - Credit Card and RFID Reader - Cord Retraction | L3S-50-480-05 | BTC Power | BTC Power |  | 21235 | 25250 | 14-16 weeks
Shell Recharge Solutions | Category 1 - DCFC | Hardware - Charger | BTC-50kW-L3S-50-480-06 | 50kW Slim 480VAC CHAdeMO Only - Credit Card All BTCPower DCFC’s will include the below configuration: - OCPP Ver 1.6x - 15" High-Resolution Color Touchscreen LCD - Cellular Modem - Credit Card and RFID Reader - Cord Retraction | L3S-50-480-06 | BTC Power | BTC Power |  | 22057 | 26250 | 14-16 weeks
Shell Recharge Solutions | Category 1 - DCFC | Hardware - Charger | BTC-100kW-L3R-100-480-02 | 100kW 480VAC CCS1/CCS1 - OCPP Ver 1.6x - 15" High-Resolution Color Touchscreen LCD - Cellular Modem - Credit Card and RFID Reader - Cord Retraction | L3R-100-480-02 | BTC Power | BTC Power |  | 49320 | 52000 | 4-6 weeks
Shell Recharge Solutions | Category 1 - Level 2 Chargers | Hardware - Accessories | BTC- 25ft cable | BTC 25ft Cable (L2) | BTC- 25ft cable | BTC Power | BTC Power |  | 291.13 | 400.9434 | 2-4 weeks
Shell Recharge Solutions | Category 1 - Level 2 Chargers | Hardware - Accessories | BTC- L2- Holster | BTC L2 Holster | BTC- L2- Holster | BTC Power | BTC Power |  | 27.4 | 37.7358 | 2-4 weeks
Shell Recharge Solutions | Category 1 - Level 2 Chargers | Hardware - Accessories | BTC- Wall to Ped- Conversion Kit | Wall-Mount to Pedestal Conversion Kit: - Pedestal Base - Rear Door - Mounting and other Misc. required hardware | BTC- Wall to Ped- Conversion Kit | BTC Power | BTC Power |  | 890.5 | 1226.4151 | 4-6 weeks
Shell Recharge Solutions | Category 1 - Level 2 Chargers | Hardware - Accessories | BTC- WIFI | Wifi Capability (2.4 GHz, 802.11 b/g/n) | EVP-WIFI-001 | BTC Power | BTC Power |  | 260.3 | 250
Shell Recharge Solutions | Category 1 - Level 2 Chargers | Hardware - Accessories | BTC-CBLE-RETRCT-PER PORT | Cable Retractors Per Port | EVP-RETR-000 | BTC Power | BTC Power |  | 315.1 | 300 | 2-4 weeks
Shell Recharge Solutions | Category 1 - Level 2 Chargers | Hardware - Accessories | BTC-CC- READER | BTC Credit card reader | EVP-CCR-001 | BTC Power | BTC Power |  | 356.2 | 350 | 2-4 weeks
Shell Recharge Solutions | Category 1 - Level 2 Chargers | Hardware - Accessories | BTC-CELLMODEM-CDMA | BTC CradlePoint Cellular modem (Verizon) | 3725-104-E-10-Z-xx | BTC Power | BTC Power |  | 952.15 | 1311.3208 | 2-4 Weeks
Shell Recharge Solutions | Category 1 - Level 2 Chargers | Hardware - Accessories | BTC-OPT-RFID-CNTCTLSS | BTC Power Contactless RFID reader | EVP-RFID-001 | BTC Power | BTC Power |  | 301.4 | 290 | 4-6 weeks
Shell Recharge Solutions | Category 1 - Level 2 Chargers | Hardware - Accessories | EVO-NETWORK CONFIGURATION | Network Configuration |  | EVoCharge | EVoCharge |  | 68.5 | 100
Shell Recharge Solutions | Category 1 - Level 2 Chargers | Hardware - Charger | EVO-iEVSEPlus-DUAL-PED-EVC3AC2A1E1B2 | EvoCharge Charging Stations with Pedestal Mount , SAE J1772, AC Level 2, 32A, 7.7 kW , Cable Management System: Connector & holster included , J1772 Cordset: standard length: 18 ft. , NEMA 4, Outdoor and Indoor Rated , High-strength Anodized Aluminum Pedestal: Standard Pedestal Height: 4 ft. , UL/cUL Listed | EVC3AC2A1E1B2 | EVoCharge | EVoCharge |  | 3954.75 | 3848.9 | 15-20 days
Shell Recharge Solutions | Category 1 - Level 2 Chargers | Hardware - Charger | EVO-iEVSE-DUAL-PED-EVC3AB1A1E1B2 | EvoCharge Charging Stations with Pedestal Mount , SAE J1772, AC Level 2, 32A, 7.7 kW , Cable Management System: Connector & holster included , J1772 Cordset: standard length: 18 ft. , NEMA 4, Outdoor and Indoor Rated , High-strength Anodized Aluminum Pedestal: Standard Pedestal Height: 4 ft. , UL/cUL Listed | EVC3AB1A1E1B2 | EVoCharge | EVoCharge |  | 2824.5 | 2748.9 | 15-20 days
Shell Recharge Solutions | Category 1 - Level 2 Chargers | Hardware - Charger | EVO-iEVSEPlus-SING-PED-EVC3AC2A1E1A2 | EvoCharge Charging Stations with Pedestal Mount , SAE J1772, AC Level 2, 32A, 7.7 kW , Cable Management System: Connector & holster included , J1772 Cordset: standard length: 18 ft. , NEMA 4, Outdoor and Indoor Rated , High-strength Anodized Aluminum Pedestal: Standard Pedestal Height: 4 ft. , UL/cUL Listed | EVC3AC2A1E1A2 | EVoCharge | EVoCharge |  | 2372.4 | 2308.9 | 15-20 days
Shell Recharge Solutions | Category 1 - Level 2 Chargers | Hardware - Charger | EVO-iEVSE-SING-PED-EVC3AB1A1E1A2 | EvoCharge Charging Stations with Pedestal Mount , SAE J1772, AC Level 2, 32A, 7.7 kW , Cable Management System: Connector & holster included , J1772 Cordset: standard length: 18 ft. , NEMA 4, Outdoor and Indoor Rated , High-strength Anodized Aluminum Pedestal: Standard Pedestal Height: 4 ft. , UL/cUL Listed | EVC3AB1A1E1A2 | EVoCharge | EVoCharge |  | 1807.27 | 1758.9 | 15-20 days
Shell Recharge Solutions | Category 1 - Level 2 Chargers | Hardware - Charger | EVO-iEVSEPlus-25-SING-WALL-EVC3AC2B1E1A1 | EvoCharge Charging Station Wall Mount , SAE J1772, AC Level 2, 32A, 7.7 kW , Cable Management System: Connector & holster included , J1772 Cordset , NEMA 4, Outdoor and Indoor Rated , UL/cUL Listed , Note: Dual Port Wall Mount achieved by mounting (2) Charging Stations side-by-side | EVC3AC2B1E1A1 | EVoCharge | EVoCharge |  | 1637.74 | 1593.9 | 15-20 days
Shell Recharge Solutions | Category 1 - Level 2 Chargers | Hardware - Charger | EVO-iEVSEPlus-18-SING-WALL-EVC3AC2A1E1A1 | EvoCharge Charging Station Wall Mount , SAE J1772, AC Level 2, 32A, 7.7 kW , Cable Management System: Connector & holster included , J1772 Cordset , NEMA 4, Outdoor and Indoor Rated , UL/cUL Listed , Note: Dual Port Wall Mount achieved by mounting (2) Charging Stations side-by-side | EVC3AC2A1E1A1 | EVoCharge | EVoCharge |  | 1581.23 | 1538.9 | 15-20 days
Shell Recharge Solutions | Category 1 - Level 2 Chargers | Hardware - Charger | EVO-iEVSE-25-SING-WALL-EVC3AB1B2E1A1 | EvoCharge Charging Station Wall Mount , SAE J1772, AC Level 2, 32A, 7.7 kW , Cable Management System: Connector & holster included , J1772 Cordset , NEMA 4, Outdoor and Indoor Rated , UL/cUL Listed , Note: Dual Port Wall Mount achieved by mounting (2) Charging Stations side-by-side | EVC3AB1B2E1A1 | EVoCharge | EVoCharge |  | 1072.61 | 1043.9 | 15-20 days
Shell Recharge Solutions | Category 1 - Level 2 Chargers | Hardware - Charger | EVO-iEVSE-18-SING-WALL-EVC3AB0A2E1A1 | EvoCharge Charging Station Wall Mount , SAE J1772, AC Level 2, 32A, 7.7 kW , Cable Management System: Connector & holster included , J1772 Cordset , NEMA 4, Outdoor and Indoor Rated , UL/cUL Listed , Note: Dual Port Wall Mount achieved by mounting (2) Charging Stations side-by-side | EVC3AB0A2E1A1 | EVoCharge | EVoCharge |  | 1016.1 | 988.9 | 15-20 days
Shell Recharge Solutions | Category 1 - Level 2 Chargers | Hardware - Charger | EVO-iEVSEPlus-DUAL-PED-EVC3AC2B1A1B4 | EvoCharge Charging Stations with Retractor and Pedestal , SAE J1772, AC Level 2, 32A, 7.7 kW , Cable Management System: Retractor™ – spring loaded tether, suspends cable. Connector and holsters included , J1772 Cordset: standard length: 25 ft. , NEMA 4, Outdoor and Indoor Rated , High-strength Anodized Aluminum Pedestal: Standard Pedestal Height: 8 ft. (to allow Retractor to suspend cable from ground) , UL/cUL Listed | EVC3AC2B1A1B4 | EVoCharge | EVoCharge |  | 5763.15 | 5608.9 | 15-20 days
Shell Recharge Solutions | Category 1 - Level 2 Chargers | Hardware - Charger | EVO-iEVSE-DUAL-PED-EVC3AB1B1A1B4 | EvoCharge Charging Stations with Retractor and Pedestal , SAE J1772, AC Level 2, 32A, 7.7 kW , Cable Management System: Retractor™ – spring loaded tether, suspends cable. Connector and holsters included , J1772 Cordset: standard length: 25 ft. , NEMA 4, Outdoor and Indoor Rated , High-strength Anodized Aluminum Pedestal: Standard Pedestal Height: 8 ft. (to allow Retractor to suspend cable from ground) , UL/cUL Listed | EVC3AB1B1A1B4 | EVoCharge | EVoCharge |  | 4632.9 | 4508.9 | 15-20 days
Shell Recharge Solutions | Category 1 - Level 2 Chargers | Hardware - Charger | EVO-iEVSEPlus-SING-PED-EVC3AC2B1A1A4 | EvoCharge Charging Stations with Retractor and Pedestal , SAE J1772, AC Level 2, 32A, 7.7 kW , Cable Management System: Retractor™ – spring loaded tether, suspends cable. Connector and holsters included , J1772 Cordset: standard length: 25 ft. , NEMA 4, Outdoor and Indoor Rated , High-strength Anodized Aluminum Pedestal: Standard Pedestal Height: 8 ft. (to allow Retractor to suspend cable from ground) , UL/cUL Listed | EVC3AC2B1A1A4 | EVoCharge | EVoCharge |  | 3446.14 | 3353.9 | 15-20 days
Shell Recharge Solutions | Category 1 - Level 2 Chargers | Hardware - Charger | EVO-iEVSE-SING-PED-EVC3AB1B1A1A4 | EvoCharge Charging Stations with Retractor and Pedestal , SAE J1772, AC Level 2, 32A, 7.7 kW , Cable Management System: Retractor™ – spring loaded tether, suspends cable. Connector and holsters included , J1772 Cordset: standard length: 25 ft. , NEMA 4, Outdoor and Indoor Rated , High-strength Anodized Aluminum Pedestal: Standard Pedestal Height: 8 ft. (to allow Retractor to suspend cable from ground) , UL/cUL Listed | EVC3AB1B1A1A4 | EVoCharge | EVoCharge |  | 2881.01 | 2803.9 | 15-20 days
Shell Recharge Solutions | Category 1 - Level 2 Chargers | Hardware - Charger | EVO-iEVSEPlus-SING-WALL-EVC3AC2B1A1A1 | EvoCharge Wall Mount Charging Station with Retractor , SAE J1772, AC Level 2, 32A, 7.7 kW , Cable Management System: Retractor™ – spring loaded tether, suspends cable. Connector and holster included , J1772 Cordset: standard length: 25 ft. , NEMA 4, Outdoor and Indoor Rated , UL/cUL Listed , Note: Dual Port Wall Mount achieved by mounting (2) Charging Stations side-by-side | EVC3AC2B1A1A1 | EVoCharge | EVoCharge |  | 2513.89 | 2253.9 | 15-20 days
Shell Recharge Solutions | Category 1 - Level 2 Chargers | Hardware - Charger | EVO-iEVSE-SING-WALL-EVC3AB1B2A1A1 | EvoCharge Wall Mount Charging Station with Retractor , SAE J1772, AC Level 2, 32A, 7.7 kW , Cable Management System: Retractor™ – spring loaded tether, suspends cable. Connector and holster included , J1772 Cordset: standard length: 25 ft. , NEMA 4, Outdoor and Indoor Rated , UL/cUL Listed , Note: Dual Port Wall Mount achieved by mounting (2) Charging Stations side-by-side | EVC3AB1B2A1A1 | EVoCharge | EVoCharge |  | 1750.76 | 1703.9 | 15-20 days
Shell Recharge Solutions | Category 1 - Level 2 Chargers | Hardware - Charger | EVO-iEVSEPlus-DUAL-EvoReel-EVC4AC2C1B1B3 | EvoCharge with EvoReel Pedestal Mount Charging Stations , SAE J1772, AC Level 2, 24A, 5.8 kW , Cable Management System: EvoReel – self-retracting and locking , J1772 Cordset Standard length: 22 ft. , NEMA 4, Outdoor and Indoor Rated , High-strength Anodized Aluminum Pedestal: Standard Pedestal Height: 6 ft. for overhead mounting of EvoReel , UL/cUL Listed (charging station) *Optional Cordset 30 ft. | EVC4AC2C1B1B3 | EVoCharge | EVoCharge |  | 6836.89 | 6653.9 | 15-20 days
Shell Recharge Solutions | Category 1 - Level 2 Chargers | Hardware - Charger | EVO-iEVSE-DUAL-EvoReel-EVC4AB1C1B1B3 | EvoCharge with EvoReel Pedestal Mount Charging Stations , SAE J1772, AC Level 2, 24A, 5.8 kW , Cable Management System: EvoReel – self-retracting and locking , J1772 Cordset Standard length: 22 ft. , NEMA 4, Outdoor and Indoor Rated , High-strength Anodized Aluminum Pedestal: Standard Pedestal Height: 6 ft. for overhead mounting of EvoReel , UL/cUL Listed (charging station) *Optional Cordset 30 ft. | EVC4AB1C1B1B3 | EVoCharge | EVoCharge |  | 5706.64 | 5553.9 | 15-20 days
Shell Recharge Solutions | Category 1 - Level 2 Chargers | Hardware - Charger | EVO-iEVSE Plus-SING-EvoReel-EVC4AB1C1B1A3 | EvoCharge with EvoReel Pedestal Mount Charging Stations , SAE J1772, AC Level 2, 24A, 5.8 kW , Cable Management System: EvoReel – self-retracting and locking , J1772 Cordset Standard length: 22 ft. , NEMA 4, Outdoor and Indoor Rated , High-strength Anodized Aluminum Pedestal: Standard Pedestal Height: 6 ft. for overhead mounting of EvoReel , UL/cUL Listed (charging station) *Optional Cordset 30 ft. | EVC4AC2C1B1A3 | EVoCharge | EVoCharge |  | 3898.24 | 3793.9 | 15-20 days
Shell Recharge Solutions | Category 1 - Level 2 Chargers | Hardware - Charger | EVO-iEVSE-SING-EvoReel-EVC4AB1C1B1A3 | EvoCharge with EvoReel Pedestal Mount Charging Stations , SAE J1772, AC Level 2, 24A, 5.8 kW , Cable Management System: EvoReel – self-retracting and locking , J1772 Cordset Standard length: 22 ft. , NEMA 4, Outdoor and Indoor Rated , High-strength Anodized Aluminum Pedestal: Standard Pedestal Height: 6 ft. for overhead mounting of EvoReel , UL/cUL Listed (charging station) *Optional Cordset 30 ft. | EVC4AB1C1B1A3 | EVoCharge | EVoCharge |  | 3333.11 | 3243.9 | 15-20 days
Shell Recharge Solutions | Category 1 - Level 2 Chargers | Hardware - Charger | EVO-iEVSEPlus-30-EvoReel-EVC4AC2D1B1A1 | EvoCharge with EvoReel Wall Mount Charging Station , SAE J1772, AC Level 2, 24A, 5.8 kW , Cable Management System: EvoReel – self-retracting and locking , J1772 Cordset length: 22 or 30 ft. , NEMA 4, Outdoor and Indoor Rated , UL/cUL Listed (charging station) , Note: Dual Port Wall Mount achieved by mounting (2) Charging Stations side-by-side Interconnect: EVE Cable – Connects EvoReel to EVSE. Standard length is 3 ft.; *Optional length 20 ft. for remote mounting reel (including overhead mounting) | EVC4AC2D1B1A1 | EVoCharge | EVoCharge |  | 3050.55 | 2968.9 | 15-20 days
Shell Recharge Solutions | Category 1 - Level 2 Chargers | Hardware - Charger | EVO-iEVSEPlus-22-EvoReel-EVC4AC2C1B1A1 | EvoCharge with EvoReel Wall Mount Charging Station , SAE J1772, AC Level 2, 24A, 5.8 kW , Cable Management System: EvoReel – self-retracting and locking , J1772 Cordset length: 22 or 30 ft. , NEMA 4, Outdoor and Indoor Rated , UL/cUL Listed (charging station) , Note: Dual Port Wall Mount achieved by mounting (2) Charging Stations side-by-side Interconnect: EVE Cable – Connects EvoReel to EVSE. Standard length is 3 ft.; *Optional length 20 ft. for remote mounting reel (including overhead mounting) | EVC4AC2C1B1A1 | EVoCharge | EVoCharge |  | 2937.53 | 2858.9 | 15-20 days
Shell Recharge Solutions | Category 1 - Level 2 Chargers | Hardware - Charger | EVO-iEVSE-30-EvoReel-EVC4AB1C2B1A1 | EvoCharge with EvoReel Wall Mount Charging Station , SAE J1772, AC Level 2, 24A, 5.8 kW , Cable Management System: EvoReel – self-retracting and locking , J1772 Cordset length: 22 or 30 ft. , NEMA 4, Outdoor and Indoor Rated , UL/cUL Listed (charging station) , Note: Dual Port Wall Mount achieved by mounting (2) Charging Stations side-by-side Interconnect: EVE Cable – Connects EvoReel to EVSE. Standard length is 3 ft.; *Optional length 20 ft. for remote mounting reel (including overhead mounting) | EVC4AB1C2B1A1 | EVoCharge | EVoCharge |  | 2485.42 | 2418.9 | 15-20 days
Shell Recharge Solutions | Category 1 - Level 2 Chargers | Hardware - Charger | EVO-iEVSE-22-EvoReel-EVC4AB1C2B1A1 | EvoCharge with EvoReel Wall Mount Charging Station , SAE J1772, AC Level 2, 24A, 5.8 kW , Cable Management System: EvoReel – self-retracting and locking , J1772 Cordset length: 22 or 30 ft. , NEMA 4, Outdoor and Indoor Rated , UL/cUL Listed (charging station) , Note: Dual Port Wall Mount achieved by mounting (2) Charging Stations side-by-side Interconnect: EVE Cable – Connects EvoReel to EVSE. Standard length is 3 ft.; *Optional length 20 ft. for remote mounting reel (including overhead mounting) | EVC4AB1C2B1A1 | EVoCharge | EVoCharge |  | 2372.4 | 2308.9 | 15-20 days
Shell Recharge Solutions | Category 1 - Level 2 Chargers | Hardware - Charger | EVSE-3703-2000-W-20-36-41-xx | Model 3703, Wrapped Cable EVSE, 40/30A Switchable, ZigBee, Wall Mountable, DR/Display, EUMD | 3703-2000-W-20-36-41-xx | EVSE LLC (CMI) | EVSE LLC (CMI) |  | 3398.6301 | 3308 | 4-6 weeks
Shell Recharge Solutions | Category 1 - Level 2 Chargers | Hardware - Charger | EVSE-3703-2000-W-20-36-45-xx | Model 3703, Wrapped Cable EVSE, 40/30A Switchable, Serial, Wall Mountable, DR/Display, EUMD | 3703-2000-W-20-36-45-xx | EVSE LLC (CMI) | EVSE LLC (CMI) |  | 3193.1507 | 3108 | 4-6 weeks
Shell Recharge Solutions | Category 1 - Level 2 Chargers | Hardware - Charger | EVSE-3703-2000-W-21-36-41-xx | Model 3703, Wrapped Cable EVSE, 40/30A Switchable, ZigBee, Wall Mountable, DR/RFID, EUMD | 3703-2000-W-21-36-41-xx | EVSE LLC (CMI) | EVSE LLC (CMI) |  | 3698.6301 | 3600 | 4-6 weeks
Shell Recharge Solutions | Category 1 - Level 2 Chargers | Hardware - Charger | EVSE-3703-2000-W-21-36-45-xx | Model 3703, Wrapped Cable EVSE, 40/30A Switchable, Serial, Wall Mountable, DR/RFID, EUMD | 3703-2000-W-21-36-45-xx | EVSE LLC (CMI) | EVSE LLC (CMI) |  | 3591.7808 | 3496 | 4-6 weeks
Shell Recharge Solutions | Category 1 - Level 2 Chargers | Hardware - Charger | EVSE-3703-2000-W-21-xx-41-xx | Model 3703, Wrapped Cable EVSE, 40/30A Switchable, ZigBee, Wall Mountable, DR/RFID | 3703-2000-W-21-xx-41-xx | EVSE LLC (CMI) | EVSE LLC (CMI) |  | 3333.9041 | 3245 | 4-6 weeks
Shell Recharge Solutions | Category 1 - Level 2 Chargers | Hardware - Charger | EVSE-3703-2000-W-21-xx-45-xx | Model 3703, Wrapped Cable EVSE, 40/30A Switchable, Serial, Wall Mountable, DR/RFID | 3703-2000-W-21-xx-45-xx | EVSE LLC (CMI) | EVSE LLC (CMI) |  | 3227.0548 | 3141 | 4-6 weeks
Shell Recharge Solutions | Category 1 - Level 2 Chargers | Hardware - Charger | EVSE-3703-2000-W-28-36-41-xx | Model 3703, Wrapped Cable EVSE, 40/30A Switchable, ZigBee, Wall Mountable, DR, EUMD | 3703-2000-W-28-36-41-xx | EVSE LLC (CMI) | EVSE LLC (CMI) |  | 3185.9589 | 3101 | 4-6 weeks
Shell Recharge Solutions | Category 1 - Level 2 Chargers | Hardware - Charger | EVSE-3703-2000-W-28-36-45-xx | Model 3703, Wrapped Cable EVSE, 40/30A Switchable, Serial, Wall Mountable, DR, EUMD | 3703-2000-W-28-36-45-xx | EVSE LLC (CMI) | EVSE LLC (CMI) |  | 2980.4795 | 2901 | 4-6 weeks
Shell Recharge Solutions | Category 1 - Level 2 Chargers | Hardware - Charger | EVSE-3703-2000-W-28-xx-41-xx | Model 3703, Wrapped Cable EVSE, 40/30A Switchable, ZigBee, Wall Mountable, DR | 3703-2000-W-28-xx-41-xx | EVSE LLC (CMI) | EVSE LLC (CMI) |  | 2821.2329 | 2746 | 4-6 weeks
Shell Recharge Solutions | Category 1 - Level 2 Chargers | Hardware - Charger | EVSE-3703-2000-W-28-xx-45-xx | Model 3703, Wrapped Cable EVSE, 40/30A Switchable, Serial, Wall Mountable, DR | 3703-2000-W-28-xx-45-xx | EVSE LLC (CMI) | EVSE LLC (CMI) |  | 2615.7534 | 2546 | 4-6 weeks
Shell Recharge Solutions | Category 1 - Level 2 Chargers | Hardware - Charger | EVSE-3722-002-28-32-41-51 | Galaxy Overhead w/Retractable Cable, 40/30A Switchable, ZigBee, DR, FOB | 3722-002-28-32-41-51 | EVSE LLC (CMI) | EVSE LLC (CMI) |  | 4204.1096 | 4092 | 4-6 weeks
Shell Recharge Solutions | Category 1 - Level 2 Chargers | Hardware - Charger | EVSE-3722-002-28-32-45-51 | Galaxy Overhead w/Cable Mgmt, 30A, Serial, DR, FOB | 3722-002-28-32-45-51 | EVSE LLC (CMI) | EVSE LLC (CMI) |  | 3998.6301 | 2892 | 4-6 weeks
Shell Recharge Solutions | Category 1 - Level 2 Chargers | Hardware - Charger | EVSE-3722-002-28-36-41-51 | Galaxy Overhead w/Cable Mgmt, 30A, ZigBee, DR, EUMD | 3722-002-28-36-41-51 | EVSE LLC (CMI) | EVSE LLC (CMI) |  | 4370.5479 | 4254 | 4-6 weeks
Shell Recharge Solutions | Category 1 - Level 2 Chargers | Hardware - Charger | EVSE-3722-002-28-36-45-51 | Galaxy Overhead w/Cable Mgmt, 30A, Serial, DR, EUMD | 3722-002-28-36-45-51 | EVSE LLC (CMI) | EVSE LLC (CMI) |  | 4165.0685 | 5736.7925 | 4-6 weeks
Shell Recharge Solutions | Category 1 - Level 2 Chargers | Hardware - Charger | EVSE-3722-002-28-37-41-51 | Galaxy Overhead w/Retractable Cable, 40/30A Switchable, ZigBee, DR, Wireless PB | 3722-002-28-37-41-51 | EVSE LLC (CMI) | EVSE LLC (CMI) |  | 4309.9315 | 4195 | 4-6 weeks
Shell Recharge Solutions | Category 1 - Level 2 Chargers | Hardware - Charger | EVSE-3722-002-28-37-45-51 | Galaxy Overhead w/Cable Mgmt, 30A, Serial, DR, Wireless PB | 3722-002-28-37-45-51 | EVSE LLC (CMI) | EVSE LLC (CMI) |  | 4104.4521 | 3995 | 4-6 weeks
Shell Recharge Solutions | Category 1 - Level 2 Chargers | Hardware - Charger | EVSE-3722-002-28-38-41-51 | Galaxy Overhead w/Retractable Cable, 40/30A Switchable, ZigBee, DR, Wired PB | 3722-002-28-38-41-51 | EVSE LLC (CMI) | EVSE LLC (CMI) |  | 4115.7534 | 4006 | 4-6 weeks
Shell Recharge Solutions | Category 1 - Level 2 Chargers | Hardware - Charger | EVSE-3722-002-28-38-45-51 | Galaxy Overhead w/Cable Mgmt, 30A, Serial, DR, Wired PB | 3722-002-28-38-45-51 | EVSE LLC (CMI) | EVSE LLC (CMI) |  | 3910.274 | 3806 | 4-6 weeks
Shell Recharge Solutions | Category 1 - Level 2 Chargers | Hardware - Charger | EVSE-3722-002-28-90-41-51 | Galaxy Overhead w/Retractable Cable, 40/30A Switchable, ZigBee, DR, FOB, EUMD | 3722-002-28-90-41-51 | EVSE LLC (CMI) | EVSE LLC (CMI) |  | 4568.8356 | 4447 | 4-6 weeks
Shell Recharge Solutions | Category 1 - Level 2 Chargers | Hardware - Charger | EVSE-3722-002-28-39-45-51 | Galaxy Overhead w/Cable Mgmt, 30A, Serial, DR, FOB, EUMD | 3722-002-28-39-45-51 | EVSE LLC (CMI) | EVSE LLC (CMI) |  | 4218.4932 | 4106 | 4-6 weeks
Shell Recharge Solutions | Category 1 - Level 2 Chargers | Hardware - Charger | EVSE-3722-002-28-91-41-51 | Galaxy Overhead w/Retractable Cable, 40/30A Switchable, ZigBee, DR, Wireless PB, EUMD | 3722-002-28-91-41-51 | EVSE LLC (CMI) | EVSE LLC (CMI) |  | 4674.6575 | 4550 | 4-6 weeks
Shell Recharge Solutions | Category 1 - Level 2 Chargers | Hardware - Charger | EVSE-3722-002-28-90-45-51 | Galaxy Overhead w/Cable Mgmt, 30A, Serial, DR, Wireless PB, EUMD | 3722-002-28-90-45-51 | EVSE LLC (CMI) | EVSE LLC (CMI) |  | 4363.3562 | 4247 | 4-6 weeks
Shell Recharge Solutions | Category 1 - Level 2 Chargers | Hardware - Charger | EVSE-3722-002-28-92-41-51 | Galaxy Overhead w/Retractable Cable, 40/30A Switchable, Zigbee, DR, Wired PB, EUMD | 3722-002-28-92-41-51 | EVSE LLC (CMI) | EVSE LLC (CMI) |  | 4480.4795 | 4361 | 4-6 weeks
Shell Recharge Solutions | Category 1 - Level 2 Chargers | Hardware - Charger | EVSE-3722-002-28-91-45-51 | Galaxy Overhead w/Cable Mgmt, 30A, Serial, DR, Wired PB, EUMD | 3722-002-28-91-45-51 | EVSE LLC (CMI) | EVSE LLC (CMI) |  | 4469.1781 | 4350 | 4-6 weeks
Shell Recharge Solutions | Category 1 - Level 2 Chargers | Hardware - Charger | EVSE-3722-002-28-xx-41-51 | Galaxy Overhead w/Retractable Cable, 40/30A Switchable, ZigBee, DR | 3722-002-28-xx-41-51 | EVSE LLC (CMI) | EVSE LLC (CMI) |  | 4005.8219 | 3899 | 4-6 weeks
Shell Recharge Solutions | Category 1 - Level 2 Chargers | Hardware - Charger | EVSE-3722-002-28-xx-45-51 | Galaxy Overhead w/Cable Mgmt, 30A, Serial, DR | 3722-002-28-xx-45-51 | EVSE LLC (CMI) | EVSE LLC (CMI) |  | 3800.3425 | 3699 | 4-6 weeks
Shell Recharge Solutions | Category 1 - Level 2 Chargers | Hardware - Charger | EVSE-3704-2000-W-28-93-41-50 | Model 3704, w/Retractable Cable, 40/30A Switchable, ZigBee, Backplate Mountable, DR, EUMD, RFID at Ground Level | 3704-2000-W-28-93-41-50 | EVSE LLC (CMI) | EVSE LLC (CMI) |  | 4641.7808 | 4518 | 4-6 weeks
Shell Recharge Solutions | Category 1 - Level 2 Chargers | Hardware - Charger | EVSE-3704-2000-W-28-39-41-50 | Model 3704, w/Retractable Cable, 40/30A Switchable, ZigBee, Backplate Mountable, DR, RFID at Ground Level | 3704-2000-W-28-39-41-50 | EVSE LLC (CMI) | EVSE LLC (CMI) |  | 4277.0548 | 4163 | 4-6 weeks
Shell Recharge Solutions | Category 1 - Level 2 Chargers | Hardware - Charger | EVSE-3704-2000-W-28-36-41-50 | Model 3704, w/Retractable Cable, 40/30A Switchable, ZigBee, Backplate Mountable, DR, EUMD | 3704-2000-W-28-36-41-50 | EVSE LLC (CMI) | EVSE LLC (CMI) |  | 4238.0137 | 4125 | 4-6 weeks
Shell Recharge Solutions | Category 1 - Level 2 Chargers | Hardware - Charger | EVSE-3704-2000-W-28-xx-41-50 | Model 3704, w/Retractable Cable, 40/30A Switchable, ZigBee, Backplate Mountable, DR | 3704-2000-W-28-xx-41-50 | EVSE LLC (CMI) | EVSE LLC (CMI) |  | 3873.2877 | 3770 | 4-6 weeks
Shell Recharge Solutions | Category 1 - Level 2 Chargers | Hardware - Charger | EVSE-3704-2000-W-28-36-45-50 | Model 3704, w/Retractable Cable, 40/30A Switchable, Serial, Backplate Mountable, DR, EUMD | 3704-2000-W-28-36-45-50 | EVSE LLC (CMI) | EVSE LLC (CMI) |  | 4032.5342 | 3925 | 4-6 weeks
Shell Recharge Solutions | Category 1 - Level 2 Chargers | Hardware - Charger | EVSE-3704-2000-W-28-xx-45-50 | Model 3704, w/Retractable Cable, 40/30A Switchable, Serial, Backplate Mountable, DR | 3704-2000-W-28-xx-45-50 | EVSE LLC (CMI) | EVSE LLC (CMI) |  | 3667.8082 | 3570 | 4-6 weeks
Shell Recharge Solutions | Category 1 - Level 2 Chargers | Hardware - Charger | EVSE-3704-2000-W-28-93-xx-50 | Model 3704, w/Retractable Cable, 40/30A Switchable, No ZigBee or Serial, Backplate Mountable, DR, EUMD, RFID at Ground Level | 3704-2000-W-28-93-xx-50 | EVSE LLC (CMI) | EVSE LLC (CMI) |  | 4379.7945 | 4263 | 4-6 weeks
Shell Recharge Solutions | Category 1 - Level 2 Chargers | Hardware - Charger | EVSE-3704-2000-W-28-39-xx-50 | Model 3704, w/Retractable Cable, 40/30A Switchable, No ZigBee or Serial, Backplate Mountable, DR, RFID at Ground Level | 3704-2000-W-28-39-xx-50 | EVSE LLC (CMI) | EVSE LLC (CMI) |  | 4015.0685 | 3908 | 4-6 weeks
Shell Recharge Solutions | Category 1 - Level 2 Chargers | Hardware - Charger | EVSE-3704-2000-W-28-36-xx-50 | Model 3704, w/Retractable Cable, 40/30A Switchable, No ZigBee or Serial, Backplate Mountable, DR, EUMD | 3704-2000-W-28-36-xx-50 | EVSE LLC (CMI) | EVSE LLC (CMI) |  | 3976.0274 | 3870 | 4-6 weeks
Shell Recharge Solutions | Category 1 - Level 2 Chargers | Hardware - Charger | EVSE-3704-2000-W-28-xx-xx-50 | Model 3704, w/Retractable Cable, 40/30A Switchable, No ZigBee or Serial, Backplate Mountable, DR | 3704-2000-W-28-xx-xx-50 | EVSE LLC (CMI) | EVSE LLC (CMI) |  | 3611.3014 | 3515 | 4-6 weeks
Shell Recharge Solutions | Category 1 - Level 2 Chargers | Hardware - Charger | EVSE-3704-2000-W-28-93-41-53 | Model 3704, w/Retractable Cable, 40/30A Switchable, ZigBee, Backplate Mountable, DR, EUMD, RFID at Ground Level, TMobile Gateway | 3704-2000-W-28-93-41-53 | EVSE LLC (CMI) | EVSE LLC (CMI) |  | 6240.411 | 6074 | 4-6 weeks
Shell Recharge Solutions | Category 1 - Level 2 Chargers | Hardware - Charger | EVSE-3704-2000-W-28-39-41-53 | Model 3704, w/Retractable Cable, 40/30A Switchable, ZigBee, Backplate Mountable, DR, RFID at Ground Level, TMobile Gateway | 3704-2000-W-28-39-41-53 | EVSE LLC (CMI) | EVSE LLC (CMI) |  | 5875.6849 | 5719 | 4-6 weeks
Shell Recharge Solutions | Category 1 - Level 2 Chargers | Hardware - Charger | EVSE-3704-2000-W-28-36-41-53 | Model 3704, w/Retractable Cable, 40/30A Switchable, ZigBee, Backplate Mountable, DR, EUMD, TMobile Gateway | 3704-2000-W-28-36-41-53 | EVSE LLC (CMI) | EVSE LLC (CMI) |  | 5836.6438 | 5681 | 4-6 weeks
Shell Recharge Solutions | Category 1 - Level 2 Chargers | Hardware - Charger | EVSE-3704-2000-W-28-xx-41-53 | Model 3704, w/Retractable Cable, 40/30A Switchable, ZigBee, Backplate Mountable, DR, TMobile Gateway | 3704-2000-W-28-xx-41-53 | EVSE LLC (CMI) | EVSE LLC (CMI) |  | 5471.9178 | 5326 | 4-6 weeks
Shell Recharge Solutions | Category 1 - Level 2 Chargers | Hardware - Charger | EVSE-3704-2000-W-28-36-45-53 | Model 3704, w/Retractable Cable, 40/30A Switchable, Serial, Backplate Mountable, DR, EUMD, TMobile Gateway | 3704-2000-W-28-36-45-53 | EVSE LLC (CMI) | EVSE LLC (CMI) |  | 5631.1644 | 5481 | 4-6 weeks
Shell Recharge Solutions | Category 1 - Level 2 Chargers | Hardware - Charger | EVSE-3704-2000-W-28-xx-45-53 | Model 3704, w/Retractable Cable, 40/30A Switchable, Serial, Backplate Mountable, DR, TMobile Gateway | 3704-2000-W-28-xx-45-53 | EVSE LLC (CMI) | EVSE LLC (CMI) |  | 5266.4384 | 5126 | 4-6 weeks
Shell Recharge Solutions | Category 1 - Level 2 Chargers | Hardware - Charger | EVSE-3704-2000-W-28-93-41-52 | Model 3704, w/Retractable Cable, 40/30A Switchable, ZigBee, Backplate Mountable, DR, EUMD, RFID at Ground Level, AT&T Gateway | 3704-2000-W-28-93-41-52 | EVSE LLC (CMI) | EVSE LLC (CMI) |  | 6240.411 | 6074 | 4-6 weeks
Shell Recharge Solutions | Category 1 - Level 2 Chargers | Hardware - Charger | EVSE-3704-2000-W-28-39-41-52 | Model 3704, w/Retractable Cable, 40/30A Switchable, ZigBee, Backplate Mountable, DR, RFID at Ground Level, AT&T Gateway | 3704-2000-W-28-39-41-52 | EVSE LLC (CMI) | EVSE LLC (CMI) |  | 5875.6849 | 5719 | 4-6 weeks
Shell Recharge Solutions | Category 1 - Level 2 Chargers | Hardware - Charger | EVSE-3704-2000-W-28-36-41-52 | Model 3704, w/Retractable Cable, 40/30A Switchable, ZigBee, Backplate Mountable, DR, EUMD, AT&T Gateway | 3704-2000-W-28-36-41-52 | EVSE LLC (CMI) | EVSE LLC (CMI) |  | 5836.6438 | 5681 | 4-6 weeks
Shell Recharge Solutions | Category 1 - Level 2 Chargers | Hardware - Charger | EVSE-3704-2000-W-28-xx-41-52 | Model 3704, w/Retractable Cable, 40/30A Switchable, ZigBee, Backplate Mountable, DR, AT&T Gateway | 3704-2000-W-28-xx-41-52 | EVSE LLC (CMI) | EVSE LLC (CMI) |  | 5471.9178 | 5326 | 4-6 weeks
Shell Recharge Solutions | Category 1 - Level 2 Chargers | Hardware - Charger | EVSE-3704-2000-W-28-36-45-52 | Model 3704, w/Retractable Cable, 40/30A Switchable, Serial, Backplate Mountable, DR, EUMD, AT&T Gateway | 3704-2000-W-28-36-45-52 | EVSE LLC (CMI) | EVSE LLC (CMI) |  | 5631.1644 | 5481 | 4-6 weeks
Shell Recharge Solutions | Category 1 - Level 2 Chargers | Hardware - Charger | EVSE-3704-2000-W-28-xx-45-52 | Model 3704, w/Retractable Cable, 40/30A Switchable, Serial, Backplate Mountable, DR, AT&T Gateway | 3704-2000-W-28-xx-45-52 | EVSE LLC (CMI) | EVSE LLC (CMI) |  | 5266.4384 | 5126 | 4-6 weeks
Shell Recharge Solutions | Category 1 - Level 2 Chargers | Hardware - Charger | EVSE-3704-2000-W-28-93-41-51 | Model 3704, w/Retractable Cable, 40/30A Switchable, ZigBee, Backplate Mountable, DR, EUMD, RFID at Ground Level, Verizon Gateway | 3704-2000-W-28-93-41-51 | EVSE LLC (CMI) | EVSE LLC (CMI) |  | 6240.411 | 6074 | 4-6 weeks
Shell Recharge Solutions | Category 1 - Level 2 Chargers | Hardware - Charger | EVSE-3704-2000-W-28-39-41-51 | Model 3704, w/Retractable Cable, 40/30A Switchable, ZigBee, Backplate Mountable, DR, RFID at Ground Level, Verizon Gateway | 3704-2000-W-28-39-41-51 | EVSE LLC (CMI) | EVSE LLC (CMI) |  | 5875.6849 | 5719 | 4-6 weeks
Shell Recharge Solutions | Category 1 - Level 2 Chargers | Hardware - Charger | EVSE-3704-2000-W-28-36-41-51 | Model 3704, w/Retractable Cable, 40/30A Switchable, ZigBee, Backplate Mountable, DR, EUMD, Verizon Gateway | 3704-2000-W-28-36-41-51 | EVSE LLC (CMI) | EVSE LLC (CMI) |  | 5836.6438 | 5681 | 4-6 weeks
Shell Recharge Solutions | Category 1 - Level 2 Chargers | Hardware - Charger | EVSE-3704-2000-W-28-xx-41-51 | Model 3704, w/Retractable Cable, 40/30A Switchable, ZigBee, Backplate Mountable, DR, Verizon Gateway | 3704-2000-W-28-xx-41-51 | EVSE LLC (CMI) | EVSE LLC (CMI) |  | 5471.9178 | 5326 | 4-6 weeks
Shell Recharge Solutions | Category 1 - Level 2 Chargers | Hardware - Charger | EVSE-3704-2000-W-28-36-45-51 | Model 3704, w/Retractable Cable, 40/30A Switchable, Serial, Backplate Mountable, DR, EUMD, Verizon Gateway | 3704-2000-W-28-36-45-51 | EVSE LLC (CMI) | EVSE LLC (CMI) |  | 5631.1644 | 5481 | 4-6 weeks
Shell Recharge Solutions | Category 1 - Level 2 Chargers | Hardware - Charger | EVSE-3704-2000-W-28-xx-45-51 | Model 3704, w/Retractable Cable, 40/30A Switchable, Serial, Backplate Mountable, DR, Verizon Gateway | 3704-2000-W-28-xx-45-51 | EVSE LLC (CMI) | EVSE LLC (CMI) |  | 5266.4384 | 5126 | 4-6 weeks
Shell Recharge Solutions | Category 1 - Level 2 Chargers | Hardware - Charger | EVSE-3704-2000-W-28-93-xx-53 | Model 3704, w/Retractable Cable, 40/30A Switchable, No ZigBee or Serial, Backplate Mountable, DR, EUMD, RFID at Ground Level, TMobile Gateway | 3704-2000-W-28-93-xx-53 | EVSE LLC (CMI) | EVSE LLC (CMI) |  | 5978.4247 | 5819 | 4-6 weeks
Shell Recharge Solutions | Category 1 - Level 2 Chargers | Hardware - Charger | EVSE-3704-2000-W-28-39-xx-53 | Model 3704, w/Retractable Cable, 40/30A Switchable, No ZigBee or Serial, Backplate Mountable, DR, RFID at Ground Level, TMobile Gateway | 3704-2000-W-28-39-xx-53 | EVSE LLC (CMI) | EVSE LLC (CMI) |  | 5613.6986 | 5464 | 4-6 weeks
Shell Recharge Solutions | Category 1 - Level 2 Chargers | Hardware - Charger | EVSE-3704-2000-W-28-36-xx-53 | Model 3704, w/Retractable Cable, 40/30A Switchable, No ZigBee or Serial, Backplate Mountable, DR, EUMD, TMobile Gateway | 3704-2000-W-28-36-xx-53 | EVSE LLC (CMI) | EVSE LLC (CMI) |  | 5574.6575 | 5426 | 4-6 weeks
Shell Recharge Solutions | Category 1 - Level 2 Chargers | Hardware - Charger | EVSE-3704-2000-W-28-xx-xx-53 | Model 3704, w/Retractable Cable, 40/30A Switchable, No ZigBee or Serial, Backplate Mountable, DR, TMobile Gateway | 3704-2000-W-28-xx-xx-53 | EVSE LLC (CMI) | EVSE LLC (CMI) |  | 5209.9315 | 5071 | 4-6 weeks
Shell Recharge Solutions | Category 1 - Level 2 Chargers | Hardware - Charger | EVSE-3704-2000-W-28-93-xx-52 | Model 3704, w/Retractable Cable, 40/30A Switchable, No ZigBee or Serial, Backplate Mountable, DR, EUMD, RFID at Ground Level, AT&T Gateway | 3704-2000-W-28-93-xx-52 | EVSE LLC (CMI) | EVSE LLC (CMI) |  | 5978.4247 | 5819 | 4-6 weeks
Shell Recharge Solutions | Category 1 - Level 2 Chargers | Hardware - Charger | EVSE-3704-2000-W-28-39-xx-52 | Model 3704, w/Retractable Cable, 40/30A Switchable, No ZigBee or Serial, Backplate Mountable, DR, RFID at Ground Level, AT&T Gateway | 3704-2000-W-28-39-xx-52 | EVSE LLC (CMI) | EVSE LLC (CMI) |  | 5613.6986 | 5464 | 4-6 weeks
Shell Recharge Solutions | Category 1 - Level 2 Chargers | Hardware - Charger | EVSE-3704-2000-W-28-36-xx-52 | Model 3704, w/Retractable Cable, 40/30A Switchable, No ZigBee or Serial, Backplate Mountable, DR, EUMD, AT&T Gateway | 3704-2000-W-28-36-xx-52 | EVSE LLC (CMI) | EVSE LLC (CMI) |  | 5574.6575 | 5426 | 4-6 weeks
Shell Recharge Solutions | Category 1 - Level 2 Chargers | Hardware - Charger | EVSE-3704-2000-W-28-xx-xx-52 | Model 3704, w/Retractable Cable, 40/30A Switchable, No ZigBee or Serial, Backplate Mountable, DR, AT&T Gateway | 3704-2000-W-28-xx-xx-52 | EVSE LLC (CMI) | EVSE LLC (CMI) |  | 5209.9315 | 5071 | 4-6 weeks
Shell Recharge Solutions | Category 1 - Level 2 Chargers | Hardware - Charger | EVSE-3704-2000-W-28-93-xx-51 | Model 3704, w/Retractable Cable, 40/30A Switchable, No ZigBee or Serial, Backplate Mountable, DR, EUMD, RFID at Ground Level, Verizon Gateway | 3704-2000-W-28-93-xx-51 | EVSE LLC (CMI) | EVSE LLC (CMI) |  | 5978.4247 | 5819 | 4-6 weeks
Shell Recharge Solutions | Category 1 - Level 2 Chargers | Hardware - Charger | EVSE-3704-2000-W-28-39-xx-51 | Model 3704, w/Retractable Cable, 40/30A Switchable, No ZigBee or Serial, Backplate Mountable, DR, RFID at Ground Level, Verizon Gateway | 3704-2000-W-28-39-xx-51 | EVSE LLC (CMI) | EVSE LLC (CMI) |  | 5613.6986 | 5464 | 4-6 weeks
Shell Recharge Solutions | Category 1 - Level 2 Chargers | Hardware - Charger | EVSE-3704-2000-W-28-36-xx-51 | Model 3704, w/Retractable Cable, 40/30A Switchable, No ZigBee or Serial, Backplate Mountable, DR, EUMD, Verizon Gateway | 3704-2000-W-28-36-xx-51 | EVSE LLC (CMI) | EVSE LLC (CMI) |  | 5574.6575 | 5426 | 4-6 weeks
Shell Recharge Solutions | Category 1 - Level 2 Chargers | Hardware - Charger | EVSE-3704-2000-W-28-xx-xx-51 | Model 3704, w/Retractable Cable, 40/30A Switchable, No ZigBee or Serial, Backplate Mountable, DR, Verizon Gateway | 3704-2000-W-28-xx-xx-51 | EVSE LLC (CMI) | EVSE LLC (CMI) |  | 5209.9315 | 5071 | 4-6 weeks
Shell Recharge Solutions | Category 1 - Level 2 Chargers | Hardware - Charger | EVSE-3704-2000-W-21-36-41-xx | Model 3704, w/Retractable Cable, 40/30A Switchable, ZigBee, Wall Mountable, DR/RFID, EUMD | 3704-2000-W-21-36-41-xx | EVSE LLC (CMI) | EVSE LLC (CMI) |  | 4709.589 | 4584 | 4-6 weeks
Shell Recharge Solutions | Category 1 - Level 2 Chargers | Hardware - Charger | EVSE-3704-2000-W-21-xx-41-xx | Model 3704, w/Retractable Cable, 40/30A Switchable, ZigBee, Wall Mountable, DR/RFID | 3704-2000-W-21-xx-41-xx | EVSE LLC (CMI) | EVSE LLC (CMI) |  | 4344.863 | 4229 | 4-6 weeks
Shell Recharge Solutions | Category 1 - Level 2 Chargers | Hardware - Charger | EVSE-3704-2000-W-20-36-41-xx | Model 3704, w/Retractable Cable, 40/30A Switchable, ZigBee, Wall Mountable, DR/Display, EUMD | 3704-2000-W-20-36-41-xx | EVSE LLC (CMI) | EVSE LLC (CMI) |  | 4409.589 | 4292 | 4-6 weeks
Shell Recharge Solutions | Category 1 - Level 2 Chargers | Hardware - Charger | EVSE-3704-2000-W-28-36-41-xx | Model 3704, w/Retractable Cable, 40/30A Switchable, ZigBee, Wall Mountable, DR, EUMD | 3704-2000-W-28-36-41-xx | EVSE LLC (CMI) | EVSE LLC (CMI) |  | 4196.9178 | 4085 | 4-6 weeks
Shell Recharge Solutions | Category 1 - Level 2 Chargers | Hardware - Charger | EVSE-3704-2000-W-28-xx-41-xx | Model 3704, w/Retractable Cable,40/30A Switchable, ZigBee, Wall Mountable, DR | 3704-2000-W-28-xx-41-xx | EVSE LLC (CMI) | EVSE LLC (CMI) |  | 3832.1918 | 3730 | 4-6 weeks
Shell Recharge Solutions | Category 1 - Level 2 Chargers | Hardware - Charger | EVSE-3704-2000-W-21-36-45-xx | Model 3704, w/Retractable Cable, 40/30A Switchable, Serial, Wall Mountable, DR/RFID, EUMD | 3704-2000-W-21-36-45-xx | EVSE LLC (CMI) | EVSE LLC (CMI) |  | 4504.1096 | 4384 | 4-6 weeks
Shell Recharge Solutions | Category 1 - Level 2 Chargers | Hardware - Charger | EVSE-3704-2000-W-21-xx-45-xx | Model 3704, w/Retractable Cable, 40/30A Switchable, Serial, Wall Mountable, DR/RFID | 3704-2000-W-21-xx-45-xx | EVSE LLC (CMI) | EVSE LLC (CMI) |  | 4139.3836 | 4029 | 4-6 weeks
Shell Recharge Solutions | Category 1 - Level 2 Chargers | Hardware - Charger | EVSE-3704-2000-W-20-36-45-xx | Model 3704, w/Retractable Cable, 40/30A Switchable, Serial, Wall Mountable, DR/Display, EUMD | 3704-2000-W-20-36-45-xx | EVSE LLC (CMI) | EVSE LLC (CMI) |  | 4204.1096 | 4092 | 4-6 weeks
Shell Recharge Solutions | Category 1 - Level 2 Chargers | Hardware - Charger | EVSE-3704-2000-W-28-36-45-xx | Model 3704, w/Retractable Cable, 40/30A Switchable, Serial, Wall Mountable, DR, EUMD | 3704-2000-W-28-36-45-xx | EVSE LLC (CMI) | EVSE LLC (CMI) |  | 3991.4384 | 3885 | 4-6 weeks
Shell Recharge Solutions | Category 1 - Level 2 Chargers | Hardware - Charger | EVSE-3704-2000-W-28-32-45-xx | Model 3704, w/Retractable Cable, 40/30A Switchable, Serial, Wall Mountable, DR, Rcvr & Fob | 3704-2000-W-28-32-45-xx | EVSE LLC (CMI) | EVSE LLC (CMI) |  | 3901.0274 | 3797 | 4-6 weeks
Shell Recharge Solutions | Category 1 - Level 2 Chargers | Hardware - Charger | EVSE-3704-2000-W-28-xx-45-xx | Model 3704, w/Retractable Cable, 40/30A Switchable, Serial, Wall Mountable, DR | 3704-2000-W-28-xx-45-xx | EVSE LLC (CMI) | EVSE LLC (CMI) |  | 3626.7123 | 3530 | 4-6 weeks
Shell Recharge Solutions | Category 1 - Level 2 Chargers | Hardware - Charger | EVSE-3722-002-20-93-41-54 | Galaxy Overhead w/Retractable Cable, 40/30A Switchable, ZigBee, DR/Display, Ultrasonic Sensor, EUMD, TMobile Gateway | 3722-002-20-93-41-54 | EVSE LLC (CMI) | EVSE LLC (CMI) |  | 6600 | 6424 | 4-6 weeks
Shell Recharge Solutions | Category 1 - Level 2 Chargers | Hardware - Charger | EVSE-3722-002-20-92-41-54 | Galaxy Overhead w/Retractable Cable, 40/30A Switchable, Zigbee, DR/Display, Wired PB, EUMD, TMobile Gateway | 3722-002-20-92-41-54 | EVSE LLC (CMI) | EVSE LLC (CMI) |  | 6291.7808 | 6124 | 4-6 weeks
Shell Recharge Solutions | Category 1 - Level 2 Chargers | Hardware - Charger | EVSE-3722-002-20-91-41-54 | Galaxy Overhead w/Retractable Cable, 40/30A Switchable, ZigBee, DR/Display, Wireless PB, EUMD, TMobile Gateway | 3722-002-20-91-41-54 | EVSE LLC (CMI) | EVSE LLC (CMI) |  | 6485.9589 | 6313 | 4-6 weeks
Shell Recharge Solutions | Category 1 - Level 2 Chargers | Hardware - Charger | EVSE-3722-002-20-90-41-54 | Galaxy Overhead w/Retractable Cable, 40/30A Switchable, ZigBee, DR/Display, FOB, EUMD, TMobile Gateway | 3722-002-20-90-41-54 | EVSE LLC (CMI) | EVSE LLC (CMI) |  | 6380.137 | 6210 | 4-6 weeks
Shell Recharge Solutions | Category 1 - Level 2 Chargers | Hardware - Charger | EVSE-3722-002-20-36-41-54 | Galaxy Overhead w/Retractable Cable, 40/30A Switchable, ZigBee, DR/Display, EUMD, TMobile Gateway | 3722-002-20-36-41-54 | EVSE LLC (CMI) | EVSE LLC (CMI) |  | 6181.8493 | 6017 | 4-6 weeks
Shell Recharge Solutions | Category 1 - Level 2 Chargers | Hardware - Charger | EVSE-3722-002-28-93-41-54 | Galaxy Overhead w/Retractable Cable, 40/30A Switchable, ZigBee, DR, Ultrasonic Sensor, EUMD, TMobile Gateway | 3722-002-28-93-41-54 | EVSE LLC (CMI) | EVSE LLC (CMI) |  | 6387.3288 | 6217 | 4-6 weeks
Shell Recharge Solutions | Category 1 - Level 2 Chargers | Hardware - Charger | EVSE-3722-002-28-92-41-54 | Galaxy Overhead w/Retractable Cable, 40/30A Switchable, Zigbee, DR, Wired PB, EUMD, TMobile Gateway | 3722-002-28-92-41-54 | EVSE LLC (CMI) | EVSE LLC (CMI) |  | 6079.1096 | 5917 | 4-6 weeks
Shell Recharge Solutions | Category 1 - Level 2 Chargers | Hardware - Charger | EVSE-3722-002-28-91-41-54 | Galaxy Overhead w/Retractable Cable, 40/30A Switchable, ZigBee, DR, Wireless PB, EUMD, TMobile Gateway | 3722-002-28-91-41-54 | EVSE LLC (CMI) | EVSE LLC (CMI) |  | 6273.2877 | 6106 | 4-6 weeks
Shell Recharge Solutions | Category 1 - Level 2 Chargers | Hardware - Charger | EVSE-3722-002-28-90-41-54 | Galaxy Overhead w/Retractable Cable, 40/30A Switchable, ZigBee, DR, FOB, EUMD, TMobile Gateway | 3722-002-28-90-41-54 | EVSE LLC (CMI) | EVSE LLC (CMI) |  | 6167.4658 | 6003 | 4-6 weeks
Shell Recharge Solutions | Category 1 - Level 2 Chargers | Hardware - Charger | EVSE-3722-002-28-39-41-54 | Galaxy Overhead w/Retractable Cable, 40/30A Switchable, ZigBee, DR, Ultrasonic Sensor, TMobile Gateway | 3722-002-28-39-41-54 | EVSE LLC (CMI) | EVSE LLC (CMI) |  | 6022.6027 | 5862 | 4-6 weeks
Shell Recharge Solutions | Category 1 - Level 2 Chargers | Hardware - Charger | EVSE-3722-002-28-38-41-54 | Galaxy Overhead w/Retractable Cable, 40/30A Switchable, ZigBee, DR, Wired PB, TMobile Gateway | 3722-002-28-38-41-54 | EVSE LLC (CMI) | EVSE LLC (CMI) |  | 5714.3836 | 5562 | 4-6 weeks
Shell Recharge Solutions | Category 1 - Level 2 Chargers | Hardware - Charger | EVSE-3722-002-28-37-41-54 | Galaxy Overhead w/Retractable Cable, 40/30A Switchable, ZigBee, DR, Wireless PB, Tmobile Gateway | 3722-002-28-37-41-54 | EVSE LLC (CMI) | EVSE LLC (CMI) |  | 5908.5616 | 5751 | 4-6 weeks
Shell Recharge Solutions | Category 1 - Level 2 Chargers | Hardware - Charger | EVSE-3722-002-28-36-41-54 | Galaxy Overhead w/Retractable Cable, 40/30A Switchable, ZigBee, DR, EUMD, TMobile Gateway | 3722-002-28-36-41-54 | EVSE LLC (CMI) | EVSE LLC (CMI) |  | 5969.1781 | 5810 | 4-6 weeks
Shell Recharge Solutions | Category 1 - Level 2 Chargers | Hardware - Charger | EVSE-3722-002-28-32-41-54 | Galaxy Overhead w/Retractable Cable, 40/30A Switchable, ZigBee, DR, FOB, TMobile Gateway | 3722-002-28-32-41-54 | EVSE LLC (CMI) | EVSE LLC (CMI) |  | 5802.7397 | 5648 | 4-6 weeks
Shell Recharge Solutions | Category 1 - Level 2 Chargers | Hardware - Charger | EVSE-3722-002-28-xx-41-54 | Galaxy Overhead w/Retractable Cable, 40/30A Switchable, ZigBee, DR, TMobile Gateway | 3722-002-28-xx-41-54 | EVSE LLC (CMI) | EVSE LLC (CMI) |  | 5604.4521 | 5455 | 4-6 weeks
Shell Recharge Solutions | Category 1 - Level 2 Chargers | Hardware - Charger | EVSE-3722-002-20-93-41-53 | Galaxy Overhead w/Retractable Cable, 40/30A Switchable, ZigBee, DR/Display, Ultrasonic Sensor, EUMD, AT&T Gateway | 3722-002-20-93-41-53 | EVSE LLC (CMI) | EVSE LLC (CMI) |  | 6600 | 6424 | 4-6 weeks
Shell Recharge Solutions | Category 1 - Level 2 Chargers | Hardware - Charger | EVSE-3722-002-20-91-41-53 | Galaxy Overhead w/Retractable Cable, 40/30A Switchable, ZigBee, DR/Display, Wireless PB, EUMD, AT&T Gateway | 3722-002-20-91-41-53 | EVSE LLC (CMI) | EVSE LLC (CMI) |  | 6485.9589 | 6313 | 4-6 weeks
Shell Recharge Solutions | Category 1 - Level 2 Chargers | Hardware - Charger | EVSE-3722-002-20-92-41-53 | Galaxy Overhead w/Retractable Cable, 40/30A Switchable, Zigbee, DR/Display, Wired PB, EUMD, AT&T Gateway | 3722-002-20-92-41-53 | EVSE LLC (CMI) | EVSE LLC (CMI) |  | 6291.7808 | 6124 | 4-6 weeks
Shell Recharge Solutions | Category 1 - Level 2 Chargers | Hardware - Charger | EVSE-3722-002-20-90-41-53 | Galaxy Overhead w/Retractable Cable, 40/30A Switchable, ZigBee, DR/Display, FOB, EUMD, AT&T Gateway | 3722-002-20-90-41-53 | EVSE LLC (CMI) | EVSE LLC (CMI) |  | 6380.137 | 6210 | 4-6 weeks
Shell Recharge Solutions | Category 1 - Level 2 Chargers | Hardware - Charger | EVSE-3722-002-20-36-41-53 | Galaxy Overhead w/Retractable Cable, 40/30A Switchable, ZigBee, DR/Display, EUMD, AT&T Gateway | 3722-002-20-36-41-53 | EVSE LLC (CMI) | EVSE LLC (CMI) |  | 6181.8493 | 6017 | 4-6 weeks
Shell Recharge Solutions | Category 1 - Level 2 Chargers | Hardware - Charger | EVSE-3722-002-28-93-41-53 | Galaxy Overhead w/Retractable Cable, 40/30A Switchable, ZigBee, DR, Ultrasonic Sensor, EUMD, AT&T Gateway | 3722-002-28-93-41-53 | EVSE LLC (CMI) | EVSE LLC (CMI) |  | 6387.3288 | 6217 | 4-6 weeks
Shell Recharge Solutions | Category 1 - Level 2 Chargers | Hardware - Charger | EVSE-3722-002-28-92-41-53 | Galaxy Overhead w/Retractable Cable, 40/30A Switchable, Zigbee, DR, Wired PB, EUMD, AT&T Gateway | 3722-002-28-92-41-53 | EVSE LLC (CMI) | EVSE LLC (CMI) |  | 6079.1096 | 5917 | 4-6 weeks
Shell Recharge Solutions | Category 1 - Level 2 Chargers | Hardware - Charger | EVSE-3722-002-28-91-41-53 | Galaxy Overhead w/Retractable Cable, 40/30A Switchable, ZigBee, DR, Wireless PB, EUMD, AT&T Gateway | 3722-002-28-91-41-53 | EVSE LLC (CMI) | EVSE LLC (CMI) |  | 6273.2877 | 6106 | 4-6 weeks
Shell Recharge Solutions | Category 1 - Level 2 Chargers | Hardware - Charger | EVSE-3722-002-28-90-41-53 | Galaxy Overhead w/Retractable Cable, 40/30A Switchable, ZigBee, DR, FOB, EUMD, AT&T Gateway | 3722-002-28-90-41-53 | EVSE LLC (CMI) | EVSE LLC (CMI) |  | 6167.4658 | 6003 | 4-6 weeks
Shell Recharge Solutions | Category 1 - Level 2 Chargers | Hardware - Charger | EVSE-3722-002-28-39-41-53 | Galaxy Overhead w/Retractable Cable, 40/30A Switchable, ZigBee, DR, Ultrasonic Sensor, AT&T Gateway | 3722-002-28-39-41-53 | EVSE LLC (CMI) | EVSE LLC (CMI) |  | 6022.6027 | 5862 | 4-6 weeks
Shell Recharge Solutions | Category 1 - Level 2 Chargers | Hardware - Charger | EVSE-3722-002-28-38-41-53 | Galaxy Overhead w/Retractable Cable, 40/30A Switchable, ZigBee, DR, Wired PB, AT&T Gateway | 3722-002-28-38-41-53 | EVSE LLC (CMI) | EVSE LLC (CMI) |  | 5714.3836 | 5562 | 4-6 weeks
Shell Recharge Solutions | Category 1 - Level 2 Chargers | Hardware - Charger | EVSE-3722-002-28-37-41-53 | Galaxy Overhead w/Retractable Cable, 40/30A Switchable, ZigBee, DR, Wireless PB, AT&T Gateway | 3722-002-28-37-41-53 | EVSE LLC (CMI) | EVSE LLC (CMI) |  | 5908.5616 | 5751 | 4-6 weeks
Shell Recharge Solutions | Category 1 - Level 2 Chargers | Hardware - Charger | EVSE-3722-002-28-36-41-53 | Galaxy Overhead w/Retractable Cable, 40/30A Switchable, ZigBee, DR, EUMD, AT&T Gateway | 3722-002-28-36-41-53 | EVSE LLC (CMI) | EVSE LLC (CMI) |  | 5969.1781 | 5810 | 4-6 weeks
Shell Recharge Solutions | Category 1 - Level 2 Chargers | Hardware - Charger | EVSE-3722-002-28-32-41-53 | Galaxy Overhead w/Retractable Cable, 40/30A Switchable, ZigBee, DR, FOB, AT&T Gateway | 3722-002-28-32-41-53 | EVSE LLC (CMI) | EVSE LLC (CMI) |  | 5802.7397 | 5648 | 4-6 weeks
Shell Recharge Solutions | Category 1 - Level 2 Chargers | Hardware - Charger | EVSE-3722-002-28-xx-41-53 | Galaxy Overhead w/Retractable Cable, 40/30A Switchable, ZigBee, DR, AT&T Gateway | 3722-002-28-xx-41-53 | EVSE LLC (CMI) | EVSE LLC (CMI) |  | 5604.4521 | 5455 | 4-6 weeks
Shell Recharge Solutions | Category 1 - Level 2 Chargers | Hardware - Charger | EVSE-3722-002-20-93-41-52 | Galaxy Overhead w/Retractable Cable, 40/30A Switchable, ZigBee, DR/Display, Ultrasonic Sensor, EUMD, Verizon Gateway | 3722-002-20-93-41-52 | EVSE LLC (CMI) | EVSE LLC (CMI) |  | 6600 | 6424 | 4-6 weeks
Shell Recharge Solutions | Category 1 - Level 2 Chargers | Hardware - Charger | EVSE-3722-002-20-92-41-52 | Galaxy Overhead w/Retractable Cable, 40/30A Switchable, Zigbee, DR/Display, Wired PB, EUMD, Verizon Gateway | 3722-002-20-92-41-52 | EVSE LLC (CMI) | EVSE LLC (CMI) |  | 6291.7808 | 6124 | 4-6 weeks
Shell Recharge Solutions | Category 1 - Level 2 Chargers | Hardware - Charger | EVSE-3722-002-20-91-41-52 | Galaxy Overhead w/Retractable Cable, 40/30A Switchable, ZigBee, DR/Display, Wireless PB, EUMD, Verizon Gateway | 3722-002-20-91-41-52 | EVSE LLC (CMI) | EVSE LLC (CMI) |  | 6485.9589 | 6313 | 4-6 weeks
Shell Recharge Solutions | Category 1 - Level 2 Chargers | Hardware - Charger | EVSE-3722-002-20-90-41-52 | Galaxy Overhead w/Retractable Cable, 40/30A Switchable, ZigBee, DR/Display, FOB, EUMD, Verizon Gateway | 3722-002-20-90-41-52 | EVSE LLC (CMI) | EVSE LLC (CMI) |  | 6380.137 | 6210 | 4-6 weeks
Shell Recharge Solutions | Category 1 - Level 2 Chargers | Hardware - Charger | EVSE-3722-002-20-36-41-52 | Galaxy Overhead w/Retractable Cable, 40/30A Switchable, ZigBee, DR/Display, EUMD, Verizon Gateway | 3722-002-20-36-41-52 | EVSE LLC (CMI) | EVSE LLC (CMI) |  | 6181.8493 | 6017 | 4-6 weeks
Shell Recharge Solutions | Category 1 - Level 2 Chargers | Hardware - Charger | EVSE-3722-002-28-93-41-52 | Galaxy Overhead w/Retractable Cable, 40/30A Switchable, ZigBee, DR, Ultrasonic Sensor, EUMD, Verizon Gateway | 3722-002-28-93-41-52 | EVSE LLC (CMI) | EVSE LLC (CMI) |  | 6387.3288 | 6217 | 4-6 weeks
Shell Recharge Solutions | Category 1 - Level 2 Chargers | Hardware - Charger | EVSE-3722-002-28-92-41-52 | Galaxy Overhead w/Retractable Cable, 40/30A Switchable, Zigbee, DR, Wired PB, EUMD, Verizon Gateway | 3722-002-28-92-41-52 | EVSE LLC (CMI) | EVSE LLC (CMI) |  | 6079.1096 | 5917 | 4-6 weeks
Shell Recharge Solutions | Category 1 - Level 2 Chargers | Hardware - Charger | EVSE-3722-002-28-91-41-52 | Galaxy Overhead w/Retractable Cable, 40/30A Switchable, ZigBee, DR, Wireless PB, EUMD, Verizon Gateway | 3722-002-28-91-41-52 | EVSE LLC (CMI) | EVSE LLC (CMI) |  | 6273.2877 | 6106 | 4-6 weeks
Shell Recharge Solutions | Category 1 - Level 2 Chargers | Hardware - Charger | EVSE-3722-002-28-90-41-52 | Galaxy Overhead w/Retractable Cable, 40/30A Switchable, ZigBee, DR, FOB, EUMD, Verizon Gateway | 3722-002-28-90-41-52 | EVSE LLC (CMI) | EVSE LLC (CMI) |  | 6167.4658 | 6003 | 4-6 weeks
Shell Recharge Solutions | Category 1 - Level 2 Chargers | Hardware - Charger | EVSE-3722-002-28-39-41-52 | Galaxy Overhead w/Retractable Cable, 40/30A Switchable, ZigBee, DR, Ultrasonic Sensor, Verizon Gateway | 3722-002-28-39-41-52 | EVSE LLC (CMI) | EVSE LLC (CMI) |  | 6022.6027 | 5862 | 4-6 weeks
Shell Recharge Solutions | Category 1 - Level 2 Chargers | Hardware - Charger | EVSE-3722-002-28-38-41-52 | Galaxy Overhead w/Retractable Cable, 40/30A Switchable, ZigBee, DR, Wired PB, Verizon Gateway | 3722-002-28-38-41-52 | EVSE LLC (CMI) | EVSE LLC (CMI) |  | 5714.3836 | 5562 | 4-6 weeks
Shell Recharge Solutions | Category 1 - Level 2 Chargers | Hardware - Charger | EVSE-3722-002-28-37-41-52 | Galaxy Overhead w/Retractable Cable, 40/30A Switchable, ZigBee, DR, Wireless PB, Verizon Gateway | 3722-002-28-37-41-52 | EVSE LLC (CMI) | EVSE LLC (CMI) |  | 5908.5616 | 5751 | 4-6 weeks
Shell Recharge Solutions | Category 1 - Level 2 Chargers | Hardware - Charger | EVSE-3722-002-28-36-41-52 | Galaxy Overhead w/Retractable Cable, 40/30A Switchable, ZigBee, DR, EUMD, Verizon Gateway | 3722-002-28-36-41-52 | EVSE LLC (CMI) | EVSE LLC (CMI) |  | 5969.1781 | 5810 | 4-6 weeks
Shell Recharge Solutions | Category 1 - Level 2 Chargers | Hardware - Charger | EVSE-3722-002-28-32-41-52 | Galaxy Overhead w/Retractable Cable, 40/30A Switchable, ZigBee, DR, FOB, Verizon Gateway | 3722-002-28-32-41-52 | EVSE LLC (CMI) | EVSE LLC (CMI) |  | 5802.7397 | 5648 | 4-6 weeks
Shell Recharge Solutions | Category 1 - Level 2 Chargers | Hardware - Charger | EVSE-3722-002-28-xx-41-52 | Galaxy Overhead w/Retractable Cable, 40/30A Switchable, ZigBee, DR, Verizon Gateway | 3722-002-28-xx-41-52 | EVSE LLC (CMI) | EVSE LLC (CMI) |  | 5604.4521 | 5455 | 4-6 weeks
Shell Recharge Solutions | Category 1 - Level 2 Chargers | Hardware - Charger | EVSE-3722-002-20-93-41-51 | Galaxy Overhead w/Retractable Cable, 40/30A Switchable, ZigBee, DR/Display, Ultrasonic Sensor, EUMD | 3722-002-20-93-41-51 | EVSE LLC (CMI) | EVSE LLC (CMI) |  | 5001.3699 | 4868 | 4-6 weeks
Shell Recharge Solutions | Category 1 - Level 2 Chargers | Hardware - Charger | EVSE-3722-002-20-92-41-51 | Galaxy Overhead w/Retractable Cable, 40/30A Switchable, Zigbee, DR/Display, Wired PB, EUMD | 3722-002-20-92-41-51 | EVSE LLC (CMI) | EVSE LLC (CMI) |  | 4693.1507 | 4568 | 4-6 weeks
Shell Recharge Solutions | Category 1 - Level 2 Chargers | Hardware - Charger | EVSE-3722-002-20-91-41-51 | Galaxy Overhead w/Retractable Cable, 40/30A Switchable, ZigBee, DR/Display, Wireless PB, EUMD | 3722-002-20-91-41-51 | EVSE LLC (CMI) | EVSE LLC (CMI) |  | 4887.3288 | 4757 | 4-6 weeks
Shell Recharge Solutions | Category 1 - Level 2 Chargers | Hardware - Charger | EVSE-3722-002-20-90-41-51 | Galaxy Overhead w/Retractiable Cable, 40/30A Switchable, ZigBee, DR/Display, FOB, EUMD | 3722-002-20-90-41-51 | EVSE LLC (CMI) | EVSE LLC (CMI) |  | 4781.5068 | 4654 | 4-6 weeks
Shell Recharge Solutions | Category 1 - Level 2 Chargers | Hardware - Charger | EVSE-3722-002-20-36-41-51 | Galaxy Overhead w/Retractable Cable, 40/30A Switchable, ZigBee, DR/Display, EUMD | 3722-002-20-36-41-51 | EVSE LLC (CMI) | EVSE LLC (CMI) |  | 4583.2192 | 4461 | 4-6 weeks
Shell Recharge Solutions | Category 1 - Level 2 Chargers | Hardware - Charger | EVSE-3722-002-28-93-41-51 | Galaxy Overhead w/Retractable Cable, 40/30A Switchable, ZigBee, DR, Ultrasonic Sensor, EUMD | 3722-002-28-93-41-51 | EVSE LLC (CMI) | EVSE LLC (CMI) |  | 4788.6986 | 4661 | 4-6 weeks
Shell Recharge Solutions | Category 1 - Level 2 Chargers | Hardware - Charger | EVSE-3722-002-28-39-41-51 | Galaxy Overhead w/Retractable Cable, 40/30A,Switchable, ZigBee, DR, Ultrasonic Sensor | 3722-002-28-39-41-51 | EVSE LLC (CMI) | EVSE LLC (CMI) |  | 4423.9726 | 4306 | 4-6 weeks
Shell Recharge Solutions | Category 1 - Level 2 Chargers | Hardware - Charger | EVSE-3722-002-20-93-45-51 | Galaxy Overhead w/Retractable Cable, 40/30A Switchable, Serial, DR/Display, Ultrasonic Sensor, EUMD | 3722-002-20-93-45-51 | EVSE LLC (CMI) | EVSE LLC (CMI) |  | 4795.8904 | 4668 | 4-6 weeks
Shell Recharge Solutions | Category 1 - Level 2 Chargers | Hardware - Charger | EVSE-3722-002-20-92-45-51 | Galaxy Overhead w/Retractable Cable, 40/30A Switchable, Serial, DR/Display, Wired PB, EUMD | 3722-002-20-92-45-51 | EVSE LLC (CMI) | EVSE LLC (CMI) |  | 4487.6712 | 4368 | 4-6 weeks
Shell Recharge Solutions | Category 1 - Level 2 Chargers | Hardware - Charger | EVSE-3722-002-20-91-45-51 | Galaxy Overhead w/Retractable Cable, 40/30A Switchable, Serial, DR/Display, Wireless PB, EUMD | 3722-002-20-91-45-51 | EVSE LLC (CMI) | EVSE LLC (CMI) |  | 4681.8493 | 4557 | 4-6 weeks
Shell Recharge Solutions | Category 1 - Level 2 Chargers | Hardware - Charger | EVSE-3722-002-20-90-45-51 | Galaxy Overhead w/Retractable Cable, 40/30A Switchable, Serial, DR/Display, FOB, EUMD | 3722-002-20-90-45-51 | EVSE LLC (CMI) | EVSE LLC (CMI) |  | 4576.0274 | 4454 | 4-6 weeks
Shell Recharge Solutions | Category 1 - Level 2 Chargers | Hardware - Charger | EVSE-3722-002-20-36-45-51 | Galaxy Overhead w/Retractable Cable, 40/30A Switchable, Serial, DR/Display, EUMD | 3722-002-20-36-45-51 | EVSE LLC (CMI) | EVSE LLC (CMI) |  | 4377.7397 | 4261 | 4-6 weeks
Shell Recharge Solutions | Category 1 - Level 2 Chargers | Hardware - Charger | EVSE-3722-002-28-93-45-51 | Galaxy Overhead w/Retractable Cable, 40/30A Switchable, Serial, DR, Ultrasonic Sensor, EUMD | 3722-002-28-93-45-51 | EVSE LLC (CMI) | EVSE LLC (CMI) |  | 4583.2192 | 4461 | 4-6 weeks
Shell Recharge Solutions | Category 1 - Level 2 Chargers | Hardware - Charger | EVSE-3722-002-28-92-45-51 | Galaxy Overhead w/Retractable Cable, 40/30A Switchable, Serial, DR, Wired PB, EUMD | 3722-002-28-91-45-51 | EVSE LLC (CMI) | EVSE LLC (CMI) |  | 4275 | 4161 | 4-6 weeks
Shell Recharge Solutions | Category 1 - Level 2 Chargers | Hardware - Accessories | EVSE-1760-006 | Mifare Proximity (RFID) Badge for Payment Module (Pk of 25) | 1760-006 | EVSE LLC (CMI) | EVSE LLC (CMI) |  | 128.4247 | 125 | 4-6 weeks
Shell Recharge Solutions | Category 1 - Level 2 Chargers | Hardware - Accessories | EVSE-2068-031 | Cable Retractor, Single, Model 3703 | 2068-031 | EVSE LLC (CMI) | EVSE LLC (CMI) |  | 508.5616 | 495 | 4-6 weeks
Shell Recharge Solutions | Category 1 - Level 2 Chargers | Hardware - Accessories | EVSE-2068-032 | Cable Retractor, Dual, Model 3703 | 2068-032 | EVSE LLC (CMI) | EVSE LLC (CMI) |  | 1017.1233 | 990 | 4-6 weeks
Shell Recharge Solutions | Category 1 - Level 2 Chargers | Hardware - Accessories | EVSE-3725-104-A- 09-S-xx | Pmt Module Only, Cellular (4G, GSM/AT&T), CC, Serial | 3725-104-A- 09-S-xx | EVSE LLC (CMI) | EVSE LLC (CMI) |  | 2388.6986 | 2325 | 3-4 weeks
Shell Recharge Solutions | Category 1 - Level 2 Chargers | Hardware - Accessories | EVSE-3725-104-A-09-S-P2 | Pmt Module, Serial, Cell(4G, A)/CC, Pole, Supp 1-2 EVSE | 3725-104-A-09-S-P2 | EVSE LLC (CMI) | EVSE LLC (CMI) |  | 2975.3425 | 2896 | 4-6 weeks
Shell Recharge Solutions | Category 1 - Level 2 Chargers | Hardware - Accessories | EVSE-3725-104-A-09-S-P3 | Pmt Module, Serial, Cell(4G, A)/CC, Pole, Mux for 1-4 EVSE | 3725-104-A-09-S-P3 | EVSE LLC (CMI) | EVSE LLC (CMI) |  | 3138.6986 | 3055 | 4-6 weeks
Shell Recharge Solutions | Category 1 - Level 2 Chargers | Hardware - Accessories | EVSE-3725-104-A-09-S-P4 | Pmt Module, Serial, Cell(4G, A)/CC, Pole, Mux for 5-8 EVSE | 3725-104-A-09-S-P4 | EVSE LLC (CMI) | EVSE LLC (CMI) |  | 3301.0274 | 3213 | 4-6 weeks
Shell Recharge Solutions | Category 1 - Level 2 Chargers | Hardware - Accessories | EVSE-3725-104-A-09-S-U1 | Pmt Module, Serial, Cell(4G, A)/CC, Util Pole Mt, Supp 3704 | 3725-104-A-09-S-U1 | EVSE LLC (CMI) | EVSE LLC (CMI) |  | 2447.2603 | 2382 | 4-6 weeks
Shell Recharge Solutions | Category 1 - Level 2 Chargers | Hardware - Accessories | EVSE-3725-104-A-09-S-W2 | Pmt Module, Serial, Cell(4G, A)/CC, Wall Mt, Supp 1-2 EVSE | 3725-104-A-09-S-W2 | EVSE LLC (CMI) | EVSE LLC (CMI) |  | 2447.2603 | 2382 | 4-6 weeks
Shell Recharge Solutions | Category 1 - Level 2 Chargers | Hardware - Accessories | EVSE-3725-104-A-09-S-W3 | Pmt Module, Serial, Cell(4G, A)/CC, Wall Mt, Mux for 1-4 EVSE | 3725-104-A-09-S-W3 | EVSE LLC (CMI) | EVSE LLC (CMI) |  | 2609.589 | 2540 | 4-6 weeks
Shell Recharge Solutions | Category 1 - Level 2 Chargers | Hardware - Accessories | EVSE-3725-104-A-09-S-W4 | Pmt Module, Serial, Cell(4G, A)/CC, Wall Mt, Mux for 5-8 EVSE | 3725-104-A-09-S-W4 | EVSE LLC (CMI) | EVSE LLC (CMI) |  | 2772.9452 | 2699 | 4-6 weeks
Shell Recharge Solutions | Category 1 - Level 2 Chargers | Hardware - Accessories | EVSE-3725-104-A-09-Z-P1 | Pmt Module, ZigBee, Cell(4G, A)/CC, Pole, 24 VDC Pwr Sup | 3725-104-A-09-Z-P1 | EVSE LLC (CMI) | EVSE LLC (CMI) |  | 3366.7808 | 3277 | 4-6 weeks
Shell Recharge Solutions | Category 1 - Level 2 Chargers | Hardware - Accessories | EVSE-3725-104-A-09-Z-W1 | Pmt Module, ZigBee, Cell(4G, A)/CC, Wall Mt, 24 VDC Pwr Sup | 3725-104-A-09-Z-W1 | EVSE LLC (CMI) | EVSE LLC (CMI) |  | 2838.6986 | 2763 | 4-6 weeks
Shell Recharge Solutions | Category 1 - Level 2 Chargers | Hardware - Accessories | EVSE-3725-104-A-09-Z-xx | Pmt Module Only, Cellular (4G, GSM/AT&T), CC, ZigBee | 3725-104-A-09-Z-xx | EVSE LLC (CMI) | EVSE LLC (CMI) |  | 2610.6164 | 2541 | 3-4 weeks
Shell Recharge Solutions | Category 1 - Level 2 Chargers | Hardware - Accessories | EVSE-3725-104-A-10-S-P2 | Pmt Module, Serial, Cell(4G, A)/CC/RFID, Pole, Supp 1-2 EVSE | 3725-104-A-10-S-P2 | EVSE LLC (CMI) | EVSE LLC (CMI) |  | 3218.8356 | 3133 | 4-6 weeks
Shell Recharge Solutions | Category 1 - Level 2 Chargers | Hardware - Accessories | EVSE-3725-104-A-10-S-P3 | Pmt Module, Serial, Cell(4G, A)/CC/RFID, Pole, Mux for 1-4 EVSE | 3725-104-A-10-S-P3 | EVSE LLC (CMI) | EVSE LLC (CMI) |  | 3381.1644 | 3291 | 4-6 weeks
Shell Recharge Solutions | Category 1 - Level 2 Chargers | Hardware - Accessories | EVSE-3725-104-A-10-S-P4 | Pmt Module, Serial, Cell(4G, A)/CC/RFID, Pole, Mux for 5-8 EVSE | 3725-104-A-10-S-P4 | EVSE LLC (CMI) | EVSE LLC (CMI) |  | 3544.5205 | 3450 | 4-6 weeks
Shell Recharge Solutions | Category 1 - Level 2 Chargers | Hardware - Accessories | EVSE-3725-104-A-10-S-U1 | Pmt Module, Serial, Cell(4G, A)/CC/RFID, Util Pole Mt, Supp 3704 | 3725-104-A-10-S-U1 | EVSE LLC (CMI) | EVSE LLC (CMI) |  | 2690.7534 | 2619 | 4-6 weeks
Shell Recharge Solutions | Category 1 - Level 2 Chargers | Hardware - Accessories | EVSE-3725-104-A-10-S-W2 | Pmt Module, Serial, Cell(4G, A)/CC/RFID, Wall Mt, Supp 1-2 EVSE | 3725-104-A-10-S-W2 | EVSE LLC (CMI) | EVSE LLC (CMI) |  | 2690.7534 | 2619 | 4-6 weeks
Shell Recharge Solutions | Category 1 - Level 2 Chargers | Hardware - Accessories | EVSE-3725-104-A-10-S-W3 | Pmt Module, Serial, Cell(4G, A)/CC/RFID, Wall Mt, Mux for 1-4 EVSE | 3725-104-A-10-S-W3 | EVSE LLC (CMI) | EVSE LLC (CMI) |  | 2853.0822 | 2777 | 4-6 weeks
Shell Recharge Solutions | Category 1 - Level 2 Chargers | Hardware - Accessories | EVSE-3725-104-A-10-S-W4 | Pmt Module, Serial, Cell(4G, A)/CC/RFID, Wall Mt, Mux for 5-8 EVSE | 3725-104-A-10-S-W4 | EVSE LLC (CMI) | EVSE LLC (CMI) |  | 3015.411 | 2935 | 4-6 weeks
Shell Recharge Solutions | Category 1 - Level 2 Chargers | Hardware - Accessories | EVSE-3725-104-A-10-S-xx | Pmt Module Only, Cellular (4G, GSM/AT&T), CC & RFID, Serial | 3725-104-A-10-S-xx | EVSE LLC (CMI) | EVSE LLC (CMI) |  | 2632.1918 | 2562 | 3-4 weeks
Shell Recharge Solutions | Category 1 - Level 2 Chargers | Hardware - Accessories | EVSE-3725-104-A-10-Z-P1 | Pmt Module, ZigBee, Cell(4G, A)/CC/RFID, Pole, 24 VDC Pwr Sup | 3725-104-A-10-Z-P1 | EVSE LLC (CMI) | EVSE LLC (CMI) |  | 3610.274 | 3514 | 4-6 weeks
Shell Recharge Solutions | Category 1 - Level 2 Chargers | Hardware - Accessories | EVSE-3725-104-A-10-Z-W1 | Pmt Module, ZigBee, Cell(4G, A)/CC/RFID, Wall Mt, 24 VDC Pwr Sup | 3725-104-A-10-Z-W1 | EVSE LLC (CMI) | EVSE LLC (CMI) |  | 3081.1644 | 2999 | 4-6 weeks
Shell Recharge Solutions | Category 1 - Level 2 Chargers | Hardware - Accessories | EVSE-3725-104-A-10-Z-xx | Pmt Module Only, Cellular (4G, GSM/AT&T), CC & RFID, ZigBee | 3725-104-A-10-Z-xx | EVSE LLC (CMI) | EVSE LLC (CMI) |  | 2854.1096 | 2778 | 3-4 weeks
Shell Recharge Solutions | Category 1 - Level 2 Chargers | Hardware - Accessories | EVSE-3725-104-A-12-S-P2 | Pmt Module, Serial, Cell(4G, A)/RFID, Pole, Supp 1-2 EVSE | 3725-104-A-12-S-P2 | EVSE LLC (CMI) | EVSE LLC (CMI) |  | 2778.0822 | 2704 | 4-6 weeks
Shell Recharge Solutions | Category 1 - Level 2 Chargers | Hardware - Accessories | EVSE-3725-104-A-12-S-P3 | Pmt Module, Serial, Cell(4G, A)/RFID, Pole, Mux for 1-4 EVSE | 3725-104-A-12-S-P3 | EVSE LLC (CMI) | EVSE LLC (CMI) |  | 2940.411 | 2862 | 4-6 weeks
Shell Recharge Solutions | Category 1 - Level 2 Chargers | Hardware - Accessories | EVSE-3725-104-A-12-S-P4 | Pmt Module, Serial, Cell(4G, A)/RFID, Pole, Mux for 5-8 EVSE | 3725-104-A-12-S-P4 | EVSE LLC (CMI) | EVSE LLC (CMI) |  | 3103.7671 | 3021 | 4-6 weeks
Shell Recharge Solutions | Category 1 - Level 2 Chargers | Hardware - Accessories | EVSE-3725-104-A-12-S-U1 | Pmt Module, Serial, Cell(4G, A)/RFID, Util Pole Mt, Supp 3704 | 3725-104-A-12-S-U1 | EVSE LLC (CMI) | EVSE LLC (CMI) |  | 2250 | 2190 | 4-6 weeks
Shell Recharge Solutions | Category 1 - Level 2 Chargers | Hardware - Accessories | EVSE-3725-104-A-12-S-W2 | Pmt Module, Serial, Cell(4G, A)/RFID, Wall Mt, Supp 1-2 EVSE | 3725-104-A-12-S-W2 | EVSE LLC (CMI) | EVSE LLC (CMI) |  | 2250 | 2190 | 4-6 weeks
Shell Recharge Solutions | Category 1 - Level 2 Chargers | Hardware - Accessories | EVSE-3725-104-A-12-S-W3 | Pmt Module, Serial, Cell(4G, A)/RFID, Wall Mt, Mux for 1-4 EVSE | 3725-104-A-12-S-W3 | EVSE LLC (CMI) | EVSE LLC (CMI) |  | 2412.3288 | 2348 | 4-6 weeks
Shell Recharge Solutions | Category 1 - Level 2 Chargers | Hardware - Accessories | EVSE-3725-104-A-12-S-W4 | Pmt Module, Serial, Cell(4G, A)/RFID, Wall Mt, Mux for 5-8 EVSE | 3725-104-A-12-S-W4 | EVSE LLC (CMI) | EVSE LLC (CMI) |  | 2574.6575 | 2506 | 4-6 weeks
Shell Recharge Solutions | Category 1 - Level 2 Chargers | Hardware - Accessories | EVSE-3725-104-A-12-S-xx | Pmt Module Only, Cellular (4G, GSM/AT&T), RFID, Serial | 3725-104-A-12-S-xx | EVSE LLC (CMI) | EVSE LLC (CMI) |  | 2191.4384 | 2133 | 4-6 weeks
Shell Recharge Solutions | Category 1 - Level 2 Chargers | Hardware - Accessories | EVSE-3725-104-A-12-Z-P1 | Pmt Module, ZigBee, Cell(4G, A)/RFID, Pole, 24 VDC Pwr Sup | 3725-104-A-12-Z-P1 | EVSE LLC (CMI) | EVSE LLC (CMI) |  | 3169.5205 | 3085 | 4-6 weeks
Shell Recharge Solutions | Category 1 - Level 2 Chargers | Hardware - Accessories | EVSE-3725-104-A-12-Z-W1 | Pmt Module, ZigBee, Cell(4G, A)/RFID, Wall Mt, 24 VDC Pwr Sup | 3725-104-A-12-Z-W1 | EVSE LLC (CMI) | EVSE LLC (CMI) |  | 2640.411 | 2570 | 4-6 weeks
Shell Recharge Solutions | Category 1 - Level 2 Chargers | Hardware - Accessories | EVSE-3725-104-A-12-Z-xx | Pmt Module Only, Cellular (4G, GSM/AT&T), RFID, ZigBee | 3725-104-A-12-Z-xx | EVSE LLC (CMI) | EVSE LLC (CMI) |  | 2413.3562 | 2349 | 4-6 weeks
Shell Recharge Solutions | Category 1 - Level 2 Chargers | Hardware - Accessories | EVSE-3725-104-E- 09-S-xx | Pmt Module Only, Enet, CC, Serial | 3725-104-E- 09-S-xx | EVSE LLC (CMI) | EVSE LLC (CMI) |  | 1611.9863 | 1569 | 3-4 weeks
Shell Recharge Solutions | Category 1 - Level 2 Chargers | Hardware - Accessories | EVSE-3725-104-E-09-S-P2 | Pmt Module, Serial, Ethernet/CC, Pole, Supp 1-2 EVSE | 3725-104-E-09-S-P2 | EVSE LLC (CMI) | EVSE LLC (CMI) |  | 2198.6301 | 2140 | 4-6 weeks
Shell Recharge Solutions | Category 1 - Level 2 Chargers | Hardware - Accessories | EVSE-3725-104-E-09-S-P3 | Pmt Module, Serial, Ethernet/CC, Pole, Mux for 1-4 EVSE | 3725-104-E-09-S-P3 | EVSE LLC (CMI) | EVSE LLC (CMI) |  | 2360.9589 | 2298 | 4-6 weeks
Shell Recharge Solutions | Category 1 - Level 2 Chargers | Hardware - Accessories | EVSE-3725-104-E-09-S-P4 | Pmt Module, Serial, Ethernet/CC, Pole, Mux for 5-8 EVSE | 3725-104-E-09-S-P4 | EVSE LLC (CMI) | EVSE LLC (CMI) |  | 2524.3151 | 2457 | 4-6 weeks
Shell Recharge Solutions | Category 1 - Level 2 Chargers | Hardware - Accessories | EVSE-3725-104-E-09-S-W2 | Pmt Module, Serial, Ethernet/CC, Wall Mt, Supp 1-2 EVSE | 3725-104-E-09-S-W2 | EVSE LLC (CMI) | EVSE LLC (CMI) |  | 1670.5479 | 1626 | 4-6 weeks
Shell Recharge Solutions | Category 1 - Level 2 Chargers | Hardware - Accessories | EVSE-3725-104-E-09-S-W3 | Pmt Module, Serial, Ethernet/CC, Wall Mt, Mux for 1-4 EVSE | 3725-104-E-09-S-W3 | EVSE LLC (CMI) | EVSE LLC (CMI) |  | 1832.8767 | 1784 | 4-6 weeks
Shell Recharge Solutions | Category 1 - Level 2 Chargers | Hardware - Accessories | EVSE-3725-104-E-09-S-W4 | Pmt Module, Serial, Ethernet/CC, Wall Mt, Mux for 5-8 EVSE | 3725-104-E-09-S-W4 | EVSE LLC (CMI) | EVSE LLC (CMI) |  | 1995.2055 | 1942 | 4-6 weeks
Shell Recharge Solutions | Category 1 - Level 2 Chargers | Hardware - Accessories | EVSE-3725-104-E-09-Z-P1 | Pmt Module, ZigBee, Ethernet/CC, Pole, 24 VDC Pwr Sup | 3725-104-E-09-Z-P1 | EVSE LLC (CMI) | EVSE LLC (CMI) |  | 2590.0685 | 2521 | 4-6 weeks
Shell Recharge Solutions | Category 1 - Level 2 Chargers | Hardware - Accessories | EVSE-3725-104-E-09-Z-W1 | Pmt Module, ZigBee, Ethernet/CC, Wall Mt, 24 VDC Pwr Sup | 3725-104-E-09-Z-W1 | EVSE LLC (CMI) | EVSE LLC (CMI) |  | 2060.9589 | 2006 | 4-6 weeks
Shell Recharge Solutions | Category 1 - Level 2 Chargers | Hardware - Accessories | EVSE-3725-104-E-09-Z-xx | Pmt Module Only, Enet, CC, ZigBee | 3725-104-E-09-Z-xx | EVSE LLC (CMI) | EVSE LLC (CMI) |  | 1735.274 | 1689 | 3-4 weeks
Shell Recharge Solutions | Category 1 - Level 2 Chargers | Hardware - Accessories | EVSE-3725-104-E-10-S-P2 | Pmt Module, Serial, Ethernet/CC/RFID, Pole, Supp 1-2 EVSE | 3725-104-E-10-S-P2 | EVSE LLC (CMI) | EVSE LLC (CMI) |  | 2441.0959 | 2376 | 4-6 weeks
Shell Recharge Solutions | Category 1 - Level 2 Chargers | Hardware - Accessories | EVSE-3725-104-E-10-S-P3 | Pmt Module, Serial, Ethernet/CC/RFID, Pole, Mux for 1-4 EVSE | 3725-104-E-10-S-P3 | EVSE LLC (CMI) | EVSE LLC (CMI) |  | 2604.4521 | 2535 | 4-6 weeks
Shell Recharge Solutions | Category 1 - Level 2 Chargers | Hardware - Accessories | EVSE-3725-104-E-10-S-P4 | Pmt Module, Serial, Ethernet/CC/RFID, Pole, Mux for 5-8 EVSE | 3725-104-E-10-S-P4 | EVSE LLC (CMI) | EVSE LLC (CMI) |  | 2767.8082 | 2694 | 4-6 weeks
Shell Recharge Solutions | Category 1 - Level 2 Chargers | Hardware - Accessories | EVSE-3725-104-E-10-S-W2 | Pmt Module, Serial, Ethernet/CC/RFID, Wall Mt, Supp 1-2 EVSE | 3725-104-E-10-S-W2 | EVSE LLC (CMI) | EVSE LLC (CMI) |  | 1913.0137 | 1862 | 4-6 weeks
Shell Recharge Solutions | Category 1 - Level 2 Chargers | Hardware - Accessories | EVSE-3725-104-E-10-S-W3 | Pmt Module, Serial, Ethernet/CC/RFID, Wall Mt, Mux for 1-4 EVSE | 3725-104-E-10-S-W3 | EVSE LLC (CMI) | EVSE LLC (CMI) |  | 2076.3699 | 2021 | 4-6 weeks
Shell Recharge Solutions | Category 1 - Level 2 Chargers | Hardware - Accessories | EVSE-3725-104-E-10-S-W4 | Pmt Module, Serial, Ethernet/CC/RFID, Wall Mt, Mux for 5-8 EVSE | 3725-104-E-10-S-W4 | EVSE LLC (CMI) | EVSE LLC (CMI) |  | 2238.6986 | 2179 | 4-6 weeks
Shell Recharge Solutions | Category 1 - Level 2 Chargers | Hardware - Accessories | EVSE-3725-104-E-10-S-xx | Pmt Module Only, Enet, CC & RFID, Serial | 3725-104-E-10-S-xx | EVSE LLC (CMI) | EVSE LLC (CMI) |  | 1855.4795 | 1806 | 3-4 weeks
Shell Recharge Solutions | Category 1 - Level 2 Chargers | Hardware - Accessories | EVSE-3725-104-E-10-Z-P1 | Pmt Module, ZigBee, Ethernet/CC/RFID, Pole, 24 VDC Pwr Sup | 3725-104-E-10-Z-P1 | EVSE LLC (CMI) | EVSE LLC (CMI) |  | 2833.5616 | 2758 | 4-6 weeks
Shell Recharge Solutions | Category 1 - Level 2 Chargers | Hardware - Accessories | EVSE-3725-104-E-10-Z-W1 | Pmt Module, ZigBee, Ethernet/CC/RFID, Wall Mt, 24 VDC Pwr Sup | 3725-104-E-10-Z-W1 | EVSE LLC (CMI) | EVSE LLC (CMI) |  | 2304.4521 | 2243 | 4-6 weeks
Shell Recharge Solutions | Category 1 - Level 2 Chargers | Hardware - Accessories | EVSE-3725-104-E-10-Z-xx | Pmt Module Only, Enet, CC & RFID, ZigBee | 3725-104-E-10-Z-xx | EVSE LLC (CMI) | EVSE LLC (CMI) |  | 1978.7671 | 1926 | 3-4 weeks
Shell Recharge Solutions | Category 1 - Level 2 Chargers | Hardware - Accessories | EVSE-3725-104-E-12-S-P2 | Pmt Module, Serial, Ethernet/RFID, Pole, Supp 1-2 EVSE | 3725-104-E-12-S-P2 | EVSE LLC (CMI) | EVSE LLC (CMI) |  | 2000.3425 | 1947 | 4-6 weeks
Shell Recharge Solutions | Category 1 - Level 2 Chargers | Hardware - Accessories | EVSE-3725-104-E-12-S-P3 | Pmt Module, Serial, Ethernet/RFID, Pole, Mux for 1-4 EVSE | 3725-104-E-12-S-P3 | EVSE LLC (CMI) | EVSE LLC (CMI) |  | 2163.6986 | 2106 | 4-6 weeks
Shell Recharge Solutions | Category 1 - Level 2 Chargers | Hardware - Accessories | EVSE-3725-104-E-12-S-P4 | Pmt Module, Serial, Ethernet/RFID, Pole, Mux for 5-8 EVSE | 3725-104-E-12-S-P4 | EVSE LLC (CMI) | EVSE LLC (CMI) |  | 2327.0548 | 2265 | 4-6 weeks
Shell Recharge Solutions | Category 1 - Level 2 Chargers | Hardware - Accessories | EVSE-3725-104-E-12-S-W2 | Pmt Module, Serial, Ethernet/RFID, Wall Mt, Supp 1-2 EVSE | 3725-104-E-12-S-W2 | EVSE LLC (CMI) | EVSE LLC (CMI) |  | 1472.2603 | 1433 | 4-6 weeks
Shell Recharge Solutions | Category 1 - Level 2 Chargers | Hardware - Accessories | EVSE-3725-104-E-12-S-W3 | Pmt Module, Serial, Ethernet/RFID, Wall Mt, Mux for 1-4 EVSE | 3725-104-E-12-S-W3 | EVSE LLC (CMI) | EVSE LLC (CMI) |  | 1635.6164 | 1592 | 4-6 weeks
Shell Recharge Solutions | Category 1 - Level 2 Chargers | Hardware - Accessories | EVSE-3725-104-E-12-S-W4 | Pmt Module, Serial, Ethernet/RFID, Wall Mt, Mux for 5-8 EVSE | 3725-104-E-12-S-W4 | EVSE LLC (CMI) | EVSE LLC (CMI) |  | 1797.9452 | 1750 | 4-6 weeks
Shell Recharge Solutions | Category 1 - Level 2 Chargers | Hardware - Accessories | EVSE-3725-104-E-12-S-xx | Pmt Module Only, Enet, RFID, Serial | 3725-104-E-12-S-xx | EVSE LLC (CMI) | EVSE LLC (CMI) |  | 1414.726 | 1377 | 4-6 weeks
Shell Recharge Solutions | Category 1 - Level 2 Chargers | Hardware - Accessories | EVSE-3725-104-E-12-Z-P1 | Pmt Module, ZigBee, Ethernet/RFID, Pole, 24 VDC Pwr Sup | 3725-104-E-12-Z-P1 | EVSE LLC (CMI) | EVSE LLC (CMI) |  | 2392.8082 | 2329 | 4-6 weeks
Shell Recharge Solutions | Category 1 - Level 2 Chargers | Hardware - Accessories | EVSE-3725-104-E-12-Z-W1 | Pmt Module, ZigBee, Ethernet/RFID, Wall Mt, 24 VDC Pwr Sup | 3725-104-E-12-Z-W1 | EVSE LLC (CMI) | EVSE LLC (CMI) |  | 1863.6986 | 1814 | 4-6 weeks
Shell Recharge Solutions | Category 1 - Level 2 Chargers | Hardware - Accessories | EVSE-3725-104-E-12-Z-xx | Pmt Module Only, Enet, RFID, ZigBee | 3725-104-E-12-Z-xx | EVSE LLC (CMI) | EVSE LLC (CMI) |  | 1636.6438 | 1593 | 4-6 weeks
Shell Recharge Solutions | Category 1 - Level 2 Chargers | Hardware - Accessories | EVSE-3725-104-T- 09-S-xx | Pmt Module Only, Cellular (4G, GSM/TMobile), CC, Serial | 3725-104-T- 09-S-xx | EVSE LLC (CMI) | EVSE LLC (CMI) |  | 2388.6986 | 2325 | 4-6 weeks
Shell Recharge Solutions | Category 1 - Level 2 Chargers | Hardware - Accessories | EVSE-3725-104-T-09-S-P2 | Pmt Module, Serial, Cell(4G, TMobile)/CC, Pole, Supp 1-2 EVSE | 3725-104-T-09-S-P2 | EVSE LLC (CMI) | EVSE LLC (CMI) |  | 2975.3425 | 2896 | 4-6 weeks
Shell Recharge Solutions | Category 1 - Level 2 Chargers | Hardware - Accessories | EVSE-3725-104-T-09-S-P3 | Pmt Module, Serial, Cell(4G, TMobile)/CC, Pole, Mux for 1-4 EVSE | 3725-104-T-09-S-P3 | EVSE LLC (CMI) | EVSE LLC (CMI) |  | 3138.6986 | 3055 | 4-6 weeks
Shell Recharge Solutions | Category 1 - Level 2 Chargers | Hardware - Accessories | EVSE-3725-104-T-09-S-P4 | Pmt Module, Serial, Cell(4G, TMobile)/CC, Pole, Mux for 5-8 EVSE | 3725-104-T-09-S-P4 | EVSE LLC (CMI) | EVSE LLC (CMI) |  | 3301.0274 | 3213 | 4-6 weeks
Shell Recharge Solutions | Category 1 - Level 2 Chargers | Hardware - Accessories | EVSE-3725-104-T-09-S-U1 | Pmt Module, Serial, Cell(4G, TMobile)/CC, Util Pole Mt, Supp 3704 | 3725-104-T-09-S-U1 | EVSE LLC (CMI) | EVSE LLC (CMI) |  | 2447.2603 | 2382 | 4-6 weeks
Shell Recharge Solutions | Category 1 - Level 2 Chargers | Hardware - Accessories | EVSE-3725-104-T-09-S-W2 | Pmt Module, Serial, Cell(4G, TMobile)/CC, Wall Mt, Supp 1-2 EVSE | 3725-104-T-09-S-W2 | EVSE LLC (CMI) | EVSE LLC (CMI) |  | 2447.2603 | 2382 | 4-6 weeks
Shell Recharge Solutions | Category 1 - Level 2 Chargers | Hardware - Accessories | EVSE-3725-104-T-09-S-W3 | Pmt Module, Serial, Cell(4G, TMobile)/CC, Wall Mt, Mux for 1-4 EVSE | 3725-104-T-09-S-W3 | EVSE LLC (CMI) | EVSE LLC (CMI) |  | 2609.589 | 2540 | 4-6 weeks
Shell Recharge Solutions | Category 1 - Level 2 Chargers | Hardware - Accessories | EVSE-3725-104-T-09-S-W4 | Pmt Module, Serial, Cell(4G, TMobile)/CC, Wall Mt, Mux for 5-8 EVSE | 3725-104-T-09-S-W4 | EVSE LLC (CMI) | EVSE LLC (CMI) |  | 2772.9452 | 2699 | 4-6 weeks
Shell Recharge Solutions | Category 1 - Level 2 Chargers | Hardware - Accessories | EVSE-3725-104-T-09-Z-P1 | Pmt Module, ZigBee, Cell(4G, TMobile)/CC, Pole, 24 VDC Pwr Sup | 3725-104-T-09-Z-P1 | EVSE LLC (CMI) | EVSE LLC (CMI) |  | 3366.7808 | 3277 | 4-6 weeks
Shell Recharge Solutions | Category 1 - Level 2 Chargers | Hardware - Accessories | EVSE-3725-104-T-09-Z-W1 | Pmt Module, ZigBee, Cell(4G, TMobile)/CC, Wall Mt, 24 VDC Pwr Sup | 3725-104-T-09-Z-W1 | EVSE LLC (CMI) | EVSE LLC (CMI) |  | 2838.6986 | 2763 | 4-6 weeks
Shell Recharge Solutions | Category 1 - Level 2 Chargers | Hardware - Accessories | EVSE-3725-104-T-09-Z-xx | Pmt Module Only, Cellular (4G, GSM/TMobile), CC, ZigBee | 3725-104-T-09-Z-xx | EVSE LLC (CMI) | EVSE LLC (CMI) |  | 2610.6164 | 2541 | 4-6 weeks
Shell Recharge Solutions | Category 1 - Level 2 Chargers | Hardware - Accessories | EVSE-3725-104-T-10-S-P2 | Pmt Module, Serial, Cell(4G, TMobile)/CC/RFID, Pole, Supp 1-2 EVSE | 3725-104-T-10-S-P2 | EVSE LLC (CMI) | EVSE LLC (CMI) |  | 3218.8356 | 3133 | 4-6 weeks
Shell Recharge Solutions | Category 1 - Level 2 Chargers | Hardware - Accessories | EVSE-3725-104-T-10-S-P3 | Pmt Module, Serial, Cell(4G, TMobile)/CC/RFID, Pole, Mux for 1-4 EVSE | 3725-104-T-10-S-P3 | EVSE LLC (CMI) | EVSE LLC (CMI) |  | 3381.1644 | 3291 | 4-6 weeks
Shell Recharge Solutions | Category 1 - Level 2 Chargers | Hardware - Accessories | EVSE-3725-104-T-10-S-P4 | Pmt Module, Serial, Cell(4G, TMobile)/CC/RFID, Pole, Mux for 5-8 EVSE | 3725-104-T-10-S-P4 | EVSE LLC (CMI) | EVSE LLC (CMI) |  | 3544.5205 | 3450 | 4-6 weeks
Shell Recharge Solutions | Category 1 - Level 2 Chargers | Hardware - Accessories | EVSE-3725-104-T-10-S-U1 | Pmt Module, Serial, Cell(4G, TMobile)/CC/RFID, Util Pole Mt, Supp 3704 | 3725-104-T-10-S-U1 | EVSE LLC (CMI) | EVSE LLC (CMI) |  | 2690.7534 | 2619 | 4-6 weeks
Shell Recharge Solutions | Category 1 - Level 2 Chargers | Hardware - Accessories | EVSE-3725-104-T-10-S-W2 | Pmt Module, Serial, Cell(4G, TMobile)/CC/RFID, Wall Mt, Supp 1-2 EVSE | 3725-104-T-10-S-W2 | EVSE LLC (CMI) | EVSE LLC (CMI) |  | 2690.7534 | 2619 | 4-6 weeks
Shell Recharge Solutions | Category 1 - Level 2 Chargers | Hardware - Accessories | EVSE-3725-104-T-10-S-W3 | Pmt Module, Serial, Cell(4G, TMobile)/CC/RFID, Wall Mt, Mux for 1-4 EVSE | 3725-104-T-10-S-W3 | EVSE LLC (CMI) | EVSE LLC (CMI) |  | 2853.0822 | 2777 | 4-6 weeks
Shell Recharge Solutions | Category 1 - Level 2 Chargers | Hardware - Accessories | EVSE-3725-104-T-10-S-W4 | Pmt Module, Serial, Cell(4G, TMobile)/CC/RFID, Wall Mt, Mux for 5-8 EVSE | 3725-104-T-10-S-W4 | EVSE LLC (CMI) | EVSE LLC (CMI) |  | 3015.411 | 2935 | 4-6 weeks
Shell Recharge Solutions | Category 1 - Level 2 Chargers | Hardware - Accessories | EVSE-3725-104-T-10-S-xx | Pmt Module Only, Cellular (4G, GSM/TMobile), CC & RFID, Serial | 3725-104-T-10-S-xx | EVSE LLC (CMI) | EVSE LLC (CMI) |  | 2632.1918 | 2562 | 4-6 weeks
Shell Recharge Solutions | Category 1 - Level 2 Chargers | Hardware - Accessories | EVSE-3725-104-T-10-Z-P1 | Pmt Module, ZigBee, Cell(4G, TMobile)/CC/RFID, Pole, 24 VDC Pwr Sup | 3725-104-T-10-Z-P1 | EVSE LLC (CMI) | EVSE LLC (CMI) |  | 3610.274 | 3514 | 4-6 weeks
Shell Recharge Solutions | Category 1 - Level 2 Chargers | Hardware - Accessories | EVSE-3725-104-T-10-Z-W1 | Pmt Module, ZigBee, Cell(4G, TMobile)/CC/RFID, Wall Mt, 24 VDC Pwr Sup | 3725-104-T-10-Z-W1 | EVSE LLC (CMI) | EVSE LLC (CMI) |  | 3081.1644 | 2999 | 4-6 weeks
Shell Recharge Solutions | Category 1 - Level 2 Chargers | Hardware - Accessories | EVSE-3725-104-T-10-Z-xx | Pmt Module Only, Cellular (4G, GSM/TMobile), CC & RFID, ZigBee | 3725-104-T-10-Z-xx | EVSE LLC (CMI) | EVSE LLC (CMI) |  | 2854.1096 | 2778 | 4-6 weeks
Shell Recharge Solutions | Category 1 - Level 2 Chargers | Hardware - Accessories | EVSE-3725-104-T-12-S-P2 | Pmt Module, Serial, Cell(4G, TMobile)/RFID, Pole, Supp 1-2 EVSE | 3725-104-T-12-S-P2 | EVSE LLC (CMI) | EVSE LLC (CMI) |  | 2778.0822 | 2704 | 4-6 weeks
Shell Recharge Solutions | Category 1 - Level 2 Chargers | Hardware - Accessories | EVSE-3725-104-T-12-S-P3 | Pmt Module, Serial, Cell(4G, TMobile)/RFID, Pole, Mux for 1-4 EVSE | 3725-104-T-12-S-P3 | EVSE LLC (CMI) | EVSE LLC (CMI) |  | 2940.411 | 2862 | 4-6 weeks
Shell Recharge Solutions | Category 1 - Level 2 Chargers | Hardware - Accessories | EVSE-3725-104-T-12-S-P4 | Pmt Module, Serial, Cell(4G, TMobile)/RFID, Pole, Mux for 5-8 EVSE | 3725-104-T-12-S-P4 | EVSE LLC (CMI) | EVSE LLC (CMI) |  | 3103.7671 | 3021 | 4-6 weeks
Shell Recharge Solutions | Category 1 - Level 2 Chargers | Hardware - Accessories | EVSE-3725-104-T-12-S-U1 | Pmt Module, Serial, Cell(4G, TMobile)/RFID, Util Pole Mt, Supp 3704 | 3725-104-T-12-S-U1 | EVSE LLC (CMI) | EVSE LLC (CMI) |  | 2250 | 2190 | 4-6 weeks
Shell Recharge Solutions | Category 1 - Level 2 Chargers | Hardware - Accessories | EVSE-3725-104-T-12-S-W2 | Pmt Module, Serial, Cell(4G, TMobile)/RFID, Wall Mt, Supp 1-2 EVSE | 3725-104-T-12-S-W2 | EVSE LLC (CMI) | EVSE LLC (CMI) |  | 2250 | 2190 | 4-6 weeks
Shell Recharge Solutions | Category 1 - Level 2 Chargers | Hardware - Accessories | EVSE-3725-104-T-12-S-W3 | Pmt Module, Serial, Cell(4G, TMobile)/RFID, Wall Mt, Mux for 1-4 EVSE | 3725-104-T-12-S-W3 | EVSE LLC (CMI) | EVSE LLC (CMI) |  | 2412.3288 | 2348 | 4-6 weeks
Shell Recharge Solutions | Category 1 - Level 2 Chargers | Hardware - Accessories | EVSE-3725-104-T-12-S-W4 | Pmt Module, Serial, Cell(4G, TMobile)/RFID, Wall Mt, Mux for 5-8 EVSE | 3725-104-T-12-S-W4 | EVSE LLC (CMI) | EVSE LLC (CMI) |  | 2574.6575 | 2506 | 4-6 weeks
Shell Recharge Solutions | Category 1 - Level 2 Chargers | Hardware - Accessories | EVSE-3725-104-T-12-S-xx | Pmt Module Only, Cellular (4G, GSM/TMobile), RFID, Serial | 3725-104-T-12-S-xx | EVSE LLC (CMI) | EVSE LLC (CMI) |  | 2191.4384 | 2133 | 4-6 weeks
Shell Recharge Solutions | Category 1 - Level 2 Chargers | Hardware - Accessories | EVSE-3725-104-T-12-Z-P1 | Pmt Module, ZigBee, Cell(4G, TMobile)/RFID, Pole, 24 VDC Pwr Sup | 3725-104-T-12-Z-P1 | EVSE LLC (CMI) | EVSE LLC (CMI) |  | 3169.5205 | 3085 | 4-6 weeks
Shell Recharge Solutions | Category 1 - Level 2 Chargers | Hardware - Accessories | EVSE-3725-104-T-12-Z-W1 | Pmt Module, ZigBee, Cell(4G, TMobile)/RFID, Wall Mt, 24 VDC Pwr Sup | 3725-104-T-12-Z-W1 | EVSE LLC (CMI) | EVSE LLC (CMI) |  | 2640.411 | 2570 | 4-6 weeks
Shell Recharge Solutions | Category 1 - Level 2 Chargers | Hardware - Accessories | EVSE-3725-104-T-12-Z-xx | Pmt Module Only, Cellular (4G, GSM/TMobile), RFID, ZigBee | 3725-104-T-12-Z-xx | EVSE LLC (CMI) | EVSE LLC (CMI) |  | 2413.3562 | 2349 | 4-6 weeks
Shell Recharge Solutions | Category 1 - Level 2 Chargers | Hardware - Accessories | EVSE-3725-104-V- 09-S-xx | Pmt Module Only, Cellular (4G, CDMA/Verizon), CC, Serial | 3725-104-V- 09-S-xx | EVSE LLC (CMI) | EVSE LLC (CMI) |  | 2388.6986 | 2325 | 3-4 weeks
Shell Recharge Solutions | Category 1 - Level 2 Chargers | Hardware - Accessories | EVSE-3725-104-V-09-S-P2 | Pmt Module, Serial, Cell(4G, V)/CC, Pole, Supp 1-2 EVSE | 3725-104-V-09-S-P2 | EVSE LLC (CMI) | EVSE LLC (CMI) |  | 2975.3425 | 2896 | 4-6 weeks
Shell Recharge Solutions | Category 1 - Level 2 Chargers | Hardware - Accessories | EVSE-3725-104-V-09-S-P3 | Pmt Module, Serial, Cell(4G, V)/CC, Pole, Mux for 1-4 EVSE | 3725-104-V-09-S-P3 | EVSE LLC (CMI) | EVSE LLC (CMI) |  | 3138.6986 | 3055 | 4-6 weeks
Shell Recharge Solutions | Category 1 - Level 2 Chargers | Hardware - Accessories | EVSE-3725-104-V-09-S-P4 | Pmt Module, Serial, Cell(4G, V)/CC, Pole, Mux for 5-8 EVSE | 3725-104-V-09-S-P4 | EVSE LLC (CMI) | EVSE LLC (CMI) |  | 3301.0274 | 3213 | 4-6 weeks
Shell Recharge Solutions | Category 1 - Level 2 Chargers | Hardware - Accessories | EVSE-3725-104-V-09-S-U1 | Pmt Module, Serial, Cell(4G, V)/CC, Util Pole Mt, Supp 3704 | 3725-104-V-09-S-U1 | EVSE LLC (CMI) | EVSE LLC (CMI) |  | 2447.2603 | 2382 | 4-6 weeks
Shell Recharge Solutions | Category 1 - Level 2 Chargers | Hardware - Accessories | EVSE-3725-104-V-09-S-W2 | Pmt Module, Serial, Cell(4G, V)/CC, Wall Mt, Supp 1-2 EVSE | 3725-104-V-09-S-W2 | EVSE LLC (CMI) | EVSE LLC (CMI) |  | 2447.2603 | 2382 | 4-6 weeks
Shell Recharge Solutions | Category 1 - Level 2 Chargers | Hardware - Accessories | EVSE-3725-104-V-09-S-W3 | Pmt Module, Serial, Cell(4G, V)/CC, Wall Mt, Mux for 1-4 EVSE | 3725-104-V-09-S-W3 | EVSE LLC (CMI) | EVSE LLC (CMI) |  | 2609.589 | 2540 | 4-6 weeks
Shell Recharge Solutions | Category 1 - Level 2 Chargers | Hardware - Accessories | EVSE-3725-104-V-09-S-W4 | Pmt Module, Serial, Cell(4G, V)/CC, Wall Mt, Mux for 5-8 EVSE | 3725-104-V-09-S-W4 | EVSE LLC (CMI) | EVSE LLC (CMI) |  | 2772.9452 | 2699 | 4-6 weeks
Shell Recharge Solutions | Category 1 - Level 2 Chargers | Hardware - Accessories | EVSE-3725-104-V-09-Z-P1 | Pmt Module, ZigBee, Cell(4G, V)/CC, Pole, 24 VDC Pwr Sup | 3725-104-V-09-Z-P1 | EVSE LLC (CMI) | EVSE LLC (CMI) |  | 3366.7808 | 3277 | 4-6 weeks
Shell Recharge Solutions | Category 1 - Level 2 Chargers | Hardware - Accessories | EVSE-3725-104-V-09-Z-W1 | Pmt Module, ZigBee, Cell(4G, V)/CC, Wall Mt, 24 VDC Pwr Sup | 3725-104-V-09-Z-W1 | EVSE LLC (CMI) | EVSE LLC (CMI) |  | 2838.6986 | 2763 | 4-6 weeks
Shell Recharge Solutions | Category 1 - Level 2 Chargers | Hardware - Accessories | EVSE-3725-104-V-09-Z-xx | Pmt Module Only, Cellular (4G, CDMA/Verizon), CC, ZigBee | 3725-104-V-09-Z-xx | EVSE LLC (CMI) | EVSE LLC (CMI) |  | 2610.6164 | 2541 | 3-4 weeks
Shell Recharge Solutions | Category 1 - Level 2 Chargers | Hardware - Accessories | EVSE-3725-104-V-10-S-P2 | Pmt Module, Serial, Cell(4G, V)/CC/RFID, Pole, Supp 1-2 EVSE | 3725-104-V-10-S-P2 | EVSE LLC (CMI) | EVSE LLC (CMI) |  | 3218.8356 | 3133 | 4-6 weeks
Shell Recharge Solutions | Category 1 - Level 2 Chargers | Hardware - Accessories | EVSE-3725-104-V-10-S-P3 | Pmt Module, Serial, Cell(4G, V)/CC/RFID, Pole, Mux for 1-4 EVSE | 3725-104-V-10-S-P3 | EVSE LLC (CMI) | EVSE LLC (CMI) |  | 3381.1644 | 3291 | 4-6 weeks
Shell Recharge Solutions | Category 1 - Level 2 Chargers | Hardware - Accessories | EVSE-3725-104-V-10-S-P4 | Pmt Module, Serial, Cell(4G, V)/CC/RFID, Pole, Mux for 5-8 EVSE | 3725-104-V-10-S-P4 | EVSE LLC (CMI) | EVSE LLC (CMI) |  | 3544.5205 | 3450 | 4-6 weeks
Shell Recharge Solutions | Category 1 - Level 2 Chargers | Hardware - Accessories | EVSE-3725-104-V-10-S-U1 | Pmt Module, Serial, Cell(4G, V)/CC/RFID, Util Pole Mt, Supp 3704 | 3725-104-V-10-S-U1 | EVSE LLC (CMI) | EVSE LLC (CMI) |  | 2690.7534 | 2619 | 4-6 weeks
Shell Recharge Solutions | Category 1 - Level 2 Chargers | Hardware - Accessories | EVSE-3725-104-V-10-S-W2 | Pmt Module, Serial, Cell(4G, V)/CC/RFID, Wall Mt, Supp 1-2 EVSE | 3725-104-V-10-S-W2 | EVSE LLC (CMI) | EVSE LLC (CMI) |  | 2690.7534 | 2619 | 4-6 weeks
Shell Recharge Solutions | Category 1 - Level 2 Chargers | Hardware - Accessories | EVSE-3725-104-V-10-S-W3 | Pmt Module, Serial, Cell(4G, V)/CC/RFID, Wall Mt, Mux for 1-4 EVSE | 3725-104-V-10-S-W3 | EVSE LLC (CMI) | EVSE LLC (CMI) |  | 2853.0822 | 2777 | 4-6 weeks
Shell Recharge Solutions | Category 1 - Level 2 Chargers | Hardware - Accessories | EVSE-3725-104-V-10-S-W4 | Pmt Module, Serial, Cell(4G, V)/CC/RFID, Wall Mt, Mux for 5-8 EVSE | 3725-104-V-10-S-W4 | EVSE LLC (CMI) | EVSE LLC (CMI) |  | 3015.411 | 2935 | 4-6 weeks
Shell Recharge Solutions | Category 1 - Level 2 Chargers | Hardware - Accessories | EVSE-3725-104-V-10-S-xx | Pmt Module Only, Cellular (4G, CDMA/Verizon), CC & RFID, Serial | 3725-104-V-10-S-xx | EVSE LLC (CMI) | EVSE LLC (CMI) |  | 2632.1918 | 2562 | 3-4 weeks
Shell Recharge Solutions | Category 1 - Level 2 Chargers | Hardware - Accessories | EVSE-3725-104-V-10-Z-P1 | Pmt Module, ZigBee, Cell(4G, V)/CC/RFID, Pole, 24 VDC Pwr Sup | 3725-104-V-10-Z-P1 | EVSE LLC (CMI) | EVSE LLC (CMI) |  | 3610.274 | 3514 | 4-6 weeks
Shell Recharge Solutions | Category 1 - Level 2 Chargers | Hardware - Accessories | EVSE-3725-104-V-10-Z-W1 | Pmt Module, ZigBee, Cell(4G, V)/CC/RFID, Wall Mt, 24 VDC Pwr Sup | 3725-104-V-10-Z-W1 | EVSE LLC (CMI) | EVSE LLC (CMI) |  | 3081.1644 | 2999 | 4-6 weeks
Shell Recharge Solutions | Category 1 - Level 2 Chargers | Hardware - Accessories | EVSE-3725-104-V-10-Z-xx | Pmt Module Only, Cellular (4G, CDMA/Verizon), CC & RFID, ZigBee | 3725-104-V-10-Z-xx | EVSE LLC (CMI) | EVSE LLC (CMI) |  | 2854.1096 | 2778 | 3-4 weeks
Shell Recharge Solutions | Category 1 - Level 2 Chargers | Hardware - Accessories | EVSE-3725-104-V-12-S-P2 | Pmt Module, Serial, Cell(4G, V)/RFID, Pole, Supp 1-2 EVSE | 3725-104-V-12-S-P2 | EVSE LLC (CMI) | EVSE LLC (CMI) |  | 2778.0822 | 2704 | 4-6 weeks
Shell Recharge Solutions | Category 1 - Level 2 Chargers | Hardware - Accessories | EVSE-3725-104-V-12-S-P3 | Pmt Module, Serial, Cell(4G, V)/RFID, Pole, Mux for 1-4 EVSE | 3725-104-V-12-S-P3 | EVSE LLC (CMI) | EVSE LLC (CMI) |  | 2940.411 | 2862 | 4-6 weeks
Shell Recharge Solutions | Category 1 - Level 2 Chargers | Hardware - Accessories | EVSE-3725-104-V-12-S-P4 | Pmt Module, Serial, Cell(4G, V)/RFID, Pole, Mux for 5-8 EVSE | 3725-104-V-12-S-P4 | EVSE LLC (CMI) | EVSE LLC (CMI) |  | 3103.7671 | 3021 | 4-6 weeks
Shell Recharge Solutions | Category 1 - Level 2 Chargers | Hardware - Accessories | EVSE-3725-104-V-12-S-U1 | Pmt Module, Serial, Cell(4G, V)/RFID, Util Pole Mt, Supp 3704 | 3725-104-V-12-S-U1 | EVSE LLC (CMI) | EVSE LLC (CMI) |  | 2250 | 2190 | 4-6 weeks
Shell Recharge Solutions | Category 1 - Level 2 Chargers | Hardware - Accessories | EVSE-3725-104-V-12-S-W2 | Pmt Module, Serial, Cell(4G, V)/RFID, Wall Mt, Supp 1-2 EVSE | 3725-104-V-12-S-W2 | EVSE LLC (CMI) | EVSE LLC (CMI) |  | 2250 | 2190 | 4-6 weeks
Shell Recharge Solutions | Category 1 - Level 2 Chargers | Hardware - Accessories | EVSE-3725-104-V-12-S-W3 | Pmt Module, Serial, Cell(4G, V)/RFID, Wall Mt, Mux for 1-4 EVSE | 3725-104-V-12-S-W3 | EVSE LLC (CMI) | EVSE LLC (CMI) |  | 2412.3288 | 2348 | 4-6 weeks
Shell Recharge Solutions | Category 1 - Level 2 Chargers | Hardware - Accessories | EVSE-3725-104-V-12-S-W4 | Pmt Module, Serial, Cell(4G, V)/RFID, Wall Mt, Mux for 5-8 EVSE | 3725-104-V-12-S-W4 | EVSE LLC (CMI) | EVSE LLC (CMI) |  | 2574.6575 | 2506 | 4-6 weeks
Shell Recharge Solutions | Category 1 - Level 2 Chargers | Hardware - Accessories | EVSE-3725-104-V-12-S-xx | Pmt Module Only, Cellular (4G, CDMA/Verizon), RFID, Serial | 3725-104-V-12-S-xx | EVSE LLC (CMI) | EVSE LLC (CMI) |  | 2191.4384 | 2133 | 4-6 weeks
Shell Recharge Solutions | Category 1 - Level 2 Chargers | Hardware - Accessories | EVSE-3725-104-V-12-Z-P1 | Pmt Module, ZigBee, Cell(4G, V)/RFID, Pole, 24 VDC Pwr Sup | 3725-104-V-12-Z-P1 | EVSE LLC (CMI) | EVSE LLC (CMI) |  | 3169.5205 | 3085 | 4-6 weeks
Shell Recharge Solutions | Category 1 - Level 2 Chargers | Hardware - Accessories | EVSE-3725-104-V-12-Z-W1 | Pmt Module, ZigBee, Cell(4G, V)/RFID, Wall Mt, 24 VDC Pwr Sup | 3725-104-V-12-Z-W1 | EVSE LLC (CMI) | EVSE LLC (CMI) |  | 2640.411 | 2570 | 4-6 weeks
Shell Recharge Solutions | Category 1 - Level 2 Chargers | Hardware - Accessories | EVSE-3725-104-V-12-Z-xx | Pmt Module Only, Cellular (4G, CDMA/Verizon), RFID, ZigBee | 3725-104-V-12-Z-xx | EVSE LLC (CMI) | EVSE LLC (CMI) |  | 2413.3562 | 2349 | 4-6 weeks
Shell Recharge Solutions | Category 1 - Level 2 Chargers | Hardware - Accessories | EVSE-3727-200-A-S-P2 | Gateway, Serial, Cell(4G, AT&T), Pole, Supp 1-2 EVSE | 3727-200-A-S-P2 | EVSE LLC (CMI) | EVSE LLC (CMI) |  | 2091.7808 | 2036 | 4-6 weeks
Shell Recharge Solutions | Category 1 - Level 2 Chargers | Hardware - Accessories | EVSE-3727-200-A-S-P3 | Gateway, Serial, Cell(4G, AT&T), Pole, Mux for 1-4 EVSE | 3727-200-A-S-P3 | EVSE LLC (CMI) | EVSE LLC (CMI) |  | 2295.2055 | 2234 | 4-6 weeks
Shell Recharge Solutions | Category 1 - Level 2 Chargers | Hardware - Accessories | EVSE-3727-200-A-S-P4 | Gateway, Serial, Cell(4G, AT&T), Pole, Mux for 5-8 EVSE | 3727-200-A-S-P4 | EVSE LLC (CMI) | EVSE LLC (CMI) |  | 2498.6301 | 2432 | 4-6 weeks
Shell Recharge Solutions | Category 1 - Level 2 Chargers | Hardware - Accessories | EVSE-3727-200-A-S-W2 | Gateway, Serial, Cell(4G, AT&T), Wall Mt, Supp 1-2 EVSE | 3727-200-A-S-W2 | EVSE LLC (CMI) | EVSE LLC (CMI) |  | 1656.1644 | 1612 | 4-6 weeks
Shell Recharge Solutions | Category 1 - Level 2 Chargers | Hardware - Accessories | EVSE-3727-200-A-S-W3 | Gateway, Serial, Cell(4G, AT&T), Wall Mt, Mux for 1-4 EVSE | 3727-200-A-S-W3 | EVSE LLC (CMI) | EVSE LLC (CMI) |  | 1859.589 | 1810 | 4-6 weeks
Shell Recharge Solutions | Category 1 - Level 2 Chargers | Hardware - Accessories | EVSE-3727-200-A-S-W4 | Gateway, Serial, Cell(4G, AT&T), Wall Mt, Mux for 5-8 EVSE | 3727-200-A-S-W4 | EVSE LLC (CMI) | EVSE LLC (CMI) |  | 2063.0137 | 2008 | 4-6 weeks
Shell Recharge Solutions | Category 1 - Level 2 Chargers | Hardware - Accessories | EVSE-3727-200-A-S-xx | Gateway Only, Cellular (4G, GSM/AT&T), Serial | 3727-200-A-S-xx | EVSE LLC (CMI) | EVSE LLC (CMI) |  | 1583.2192 | 1541 | 3-4 weeks
Shell Recharge Solutions | Category 1 - Level 2 Chargers | Hardware - Accessories | EVSE-3727-200-A-Z-P1 | Gateway, ZigBee, Cell(4G, AT&T), Pole, 24 VDC Pwr Sup | 3727-200-A-Z-P1 | EVSE LLC (CMI) | EVSE LLC (CMI) |  | 2508.9041 | 2442 | 4-6 weeks
Shell Recharge Solutions | Category 1 - Level 2 Chargers | Hardware - Accessories | EVSE-3727-200-A-Z-W1 | Gateway, ZigBee, Cell(4G, AT&T), Wall Mt, 24 VDC Pwr Sup | 3727-200-A-Z-W1 | EVSE LLC (CMI) | EVSE LLC (CMI) |  | 2073.2877 | 2018 | 4-6 weeks
Shell Recharge Solutions | Category 1 - Level 2 Chargers | Hardware - Accessories | EVSE-3727-200-A-Z-xx | Gateway Only, Cellular (4G, GSM/AT&T), ZigBee | 3727-200-A-Z-xx | EVSE LLC (CMI) | EVSE LLC (CMI) |  | 1788.6986 | 1741 | 3-4 weeks
Shell Recharge Solutions | Category 1 - Level 2 Chargers | Hardware - Accessories | EVSE-3727-200-E-S-P2 | Gateway, Serial, Ethernet/Pole, Supp 1-2 EVSE | 3727-200-E-S-P2 | EVSE LLC (CMI) | EVSE LLC (CMI) |  | 1479.4521 | 1440 | 4-6 weeks
Shell Recharge Solutions | Category 1 - Level 2 Chargers | Hardware - Accessories | EVSE-3727-200-E-S-P3 | Gateway, Serial, Ethernet, Pole, Mux for 1-4 EVSE | 3727-200-E-S-P3 | EVSE LLC (CMI) | EVSE LLC (CMI) |  | 1682.8767 | 1638 | 4-6 weeks
Shell Recharge Solutions | Category 1 - Level 2 Chargers | Hardware - Accessories | EVSE-3727-200-E-S-P4 | Gateway, Serial, Ethernet, Pole, Mux for 5-8 EVSE | 3727-200-E-S-P4 | EVSE LLC (CMI) | EVSE LLC (CMI) |  | 1886.3014 | 1836 | 4-6 weeks
Shell Recharge Solutions | Category 1 - Level 2 Chargers | Hardware - Accessories | EVSE-3727-200-E-S-W2 | Gateway, Serial, Ethernet/Wall Mt, Supp 1-2 EVSE | 3727-200-E-S-W2 | EVSE LLC (CMI) | EVSE LLC (CMI) |  | 1043.8356 | 1016 | 4-6 weeks
Shell Recharge Solutions | Category 1 - Level 2 Chargers | Hardware - Accessories | EVSE-3727-200-E-S-W3 | Gateway, Serial, Ethernet, Wall Mt, Mux for 1-4 EVSE | 3727-200-E-S-W3 | EVSE LLC (CMI) | EVSE LLC (CMI) |  | 1247.2603 | 1214 | 4-6 weeks
Shell Recharge Solutions | Category 1 - Level 2 Chargers | Hardware - Accessories | EVSE-3727-200-E-S-W4 | Gateway, Serial, Ethernet, Wall Mt, Mux for 5-8 EVSE | 3727-200-E-S-W4 | EVSE LLC (CMI) | EVSE LLC (CMI) |  | 1450.6849 | 1412 | 4-6 weeks
Shell Recharge Solutions | Category 1 - Level 2 Chargers | Hardware - Accessories | EVSE-3727-200-E-S-xx | Gateway Only, Enet, Serial | 3727-200-E-S-xx | EVSE LLC (CMI) | EVSE LLC (CMI) |  | 970.8904 | 945 | 3-4 weeks
Shell Recharge Solutions | Category 1 - Level 2 Chargers | Hardware - Accessories | EVSE-3727-200-E-Z-P1 | Gateway, ZigBee, Ethernet, Pole, 24 VDC Pwr Sup | 3727-200-E-Z-P1 | EVSE LLC (CMI) | EVSE LLC (CMI) |  | 1897.6027 | 1847 | 4-6 weeks
Shell Recharge Solutions | Category 1 - Level 2 Chargers | Hardware - Accessories | EVSE-3727-200-E-Z-W1 | Gateway, ZigBee, Ethernet, Wall Mt, 24 VDC Pwr Sup | 3727-200-E-Z-W1 | EVSE LLC (CMI) | EVSE LLC (CMI) |  | 1461.9863 | 1423 | 4-6 weeks
Shell Recharge Solutions | Category 1 - Level 2 Chargers | Hardware - Accessories | EVSE-3727-200-E-Z-xx | Gateway Only, Enet, ZigBee | 3727-200-E-Z-xx | EVSE LLC (CMI) | EVSE LLC (CMI) |  | 1177.3973 | 1146 | 3-4 weeks
Shell Recharge Solutions | Category 1 - Level 2 Chargers | Hardware - Accessories | EVSE-3727-200-T-S-P2 | Gateway, Serial, Cell(4G, TMobile), Pole, Supp 1-2 EVSE | 3727-200-T-S-P2 | EVSE LLC (CMI) | EVSE LLC (CMI) |  | 2091.7808 | 2036 | 4-6 weeks
Shell Recharge Solutions | Category 1 - Level 2 Chargers | Hardware - Accessories | EVSE-3727-200-T-S-P3 | Gateway, Serial, Cell(4G, TMobile), Pole, Mux for 1-4 EVSE | 3727-200-T-S-P3 | EVSE LLC (CMI) | EVSE LLC (CMI) |  | 2295.2055 | 2234 | 4-6 weeks
Shell Recharge Solutions | Category 1 - Level 2 Chargers | Hardware - Accessories | EVSE-3727-200-T-S-P4 | Gateway, Serial, Cell(4G, TMobile), Pole, Mux for 5-8 EVSE | 3727-200-T-S-P4 | EVSE LLC (CMI) | EVSE LLC (CMI) |  | 2498.6301 | 2432 | 4-6 weeks
Shell Recharge Solutions | Category 1 - Level 2 Chargers | Hardware - Accessories | EVSE-3727-200-T-S-W2 | Gateway, Serial, Cell(4G, TMobile), Wall Mt, Supp 1-2 EVSE | 3727-200-T-S-W2 | EVSE LLC (CMI) | EVSE LLC (CMI) |  | 1656.1644 | 1612 | 4-6 weeks
Shell Recharge Solutions | Category 1 - Level 2 Chargers | Hardware - Accessories | EVSE-3727-200-T-S-W3 | Gateway, Serial, Cell(4G, TMobile), Wall Mt, Mux for 1-4 EVSE | 3727-200-T-S-W3 | EVSE LLC (CMI) | EVSE LLC (CMI) |  | 1859.589 | 1810 | 4-6 weeks
Shell Recharge Solutions | Category 1 - Level 2 Chargers | Hardware - Accessories | EVSE-3727-200-T-S-W4 | Gateway, Serial, Cell(4G, TMobile), Wall Mt, Mux for 5-8 EVSE | 3727-200-T-S-W4 | EVSE LLC (CMI) | EVSE LLC (CMI) |  | 2063.0137 | 2008 | 4-6 weeks
Shell Recharge Solutions | Category 1 - Level 2 Chargers | Hardware - Accessories | EVSE-3727-200-T-S-xx | Gateway Only, Cellular (4G, GSM/TMobile), Serial | 3727-200-T-S-xx | EVSE LLC (CMI) | EVSE LLC (CMI) |  | 1583.2192 | 1541 | 3-4 weeks
Shell Recharge Solutions | Category 1 - Level 2 Chargers | Hardware - Accessories | EVSE-3727-200-T-Z-P1 | Gateway, ZigBee, Cell(4G, TMobile), Pole, 24 VDC Pwr Sup | 3727-200-T-Z-P1 | EVSE LLC (CMI) | EVSE LLC (CMI) |  | 2508.9041 | 2442 | 4-6 weeks
Shell Recharge Solutions | Category 1 - Level 2 Chargers | Hardware - Accessories | EVSE-3727-200-T-Z-W1 | Gateway, ZigBee, Cell(4G, TMobile), Wall Mt, 24 VDC Pwr Sup | 3727-200-T-Z-W1 | EVSE LLC (CMI) | EVSE LLC (CMI) |  | 2073.2877 | 2018 | 4-6 weeks
Shell Recharge Solutions | Category 1 - Level 2 Chargers | Hardware - Accessories | EVSE-3727-200-T-Z-xx | Gateway Only, Cellular (4G, GSM/TMobile), ZigBee | 3727-200-T-Z-xx | EVSE LLC (CMI) | EVSE LLC (CMI) |  | 1788.6986 | 1741 | 3-4 weeks
Shell Recharge Solutions | Category 1 - Level 2 Chargers | Hardware - Accessories | EVSE-3727-200-V-S-P2 | Gateway, Serial, Cell(4G, Verizon), Pole, Supp 1-2 EVSE | 3727-200-V-S-P2 | EVSE LLC (CMI) | EVSE LLC (CMI) |  | 2091.7808 | 2036 | 4-6 weeks
Shell Recharge Solutions | Category 1 - Level 2 Chargers | Hardware - Accessories | EVSE-3727-200-V-S-P3 | Gateway, Serial, Cell(4G, Verizon), Pole, Mux for 1-4 EVSE | 3727-200-V-S-P3 | EVSE LLC (CMI) | EVSE LLC (CMI) |  | 2295.2055 | 2234 | 4-6 weeks
Shell Recharge Solutions | Category 1 - Level 2 Chargers | Hardware - Accessories | EVSE-3727-200-V-S-P4 | Gateway, Serial, Cell(4G, Verizon), Pole, Mux for 5-8 EVSE | 3727-200-V-S-P4 | EVSE LLC (CMI) | EVSE LLC (CMI) |  | 2498.6301 | 2432 | 4-6 weeks
Shell Recharge Solutions | Category 1 - Level 2 Chargers | Hardware - Accessories | EVSE-3727-200-V-S-W2 | Gateway, Serial, Cell(4G, Verizon), Wall Mt, Supp 1-2 EVSE | 3727-200-V-S-W2 | EVSE LLC (CMI) | EVSE LLC (CMI) |  | 1656.1644 | 1612 | 4-6 weeks
Shell Recharge Solutions | Category 1 - Level 2 Chargers | Hardware - Accessories | EVSE-3727-200-V-S-W3 | Gateway, Serial, Cell(4G, Verizon), Wall Mt, Mux for 1-4 EVSE | 3727-200-V-S-W3 | EVSE LLC (CMI) | EVSE LLC (CMI) |  | 1859.589 | 1810 | 4-6 weeks
Shell Recharge Solutions | Category 1 - Level 2 Chargers | Hardware - Accessories | EVSE-3727-200-V-S-W4 | Gateway, Serial, Cell(4G, Verizon), Wall Mt, Mux for 5-8 EVSE | 3727-200-V-S-W4 | EVSE LLC (CMI) | EVSE LLC (CMI) |  | 2063.0137 | 2008 | 4-6 weeks
Shell Recharge Solutions | Category 1 - Level 2 Chargers | Hardware - Accessories | EVSE-3727-200-V-S-xx | Gateway Only, Cellular (4G, CDMA/Verizon), Serial | 3727-200-V-S-xx | EVSE LLC (CMI) | EVSE LLC (CMI) |  | 1583.2192 | 1541 | 3-4 weeks
Shell Recharge Solutions | Category 1 - Level 2 Chargers | Hardware - Accessories | EVSE-3727-200-V-Z-P1 | Gateway, ZigBee, Cell(4G, Verizon), Pole, 24 VDC Pwr Sup | 3727-200-V-Z-P1 | EVSE LLC (CMI) | EVSE LLC (CMI) |  | 2508.9041 | 2442 | 4-6 weeks
Shell Recharge Solutions | Category 1 - Level 2 Chargers | Hardware - Accessories | EVSE-3727-200-V-Z-W1 | Gateway, ZigBee, Cell(4G, Verizon), Wall Mt, 24 VDC Pwr Sup | 3727-200-V-Z-W1 | EVSE LLC (CMI) | EVSE LLC (CMI) |  | 2073.2877 | 2018 | 4-6 weeks
Shell Recharge Solutions | Category 1 - Level 2 Chargers | Hardware - Accessories | EVSE-3727-200-V-Z-xx | Gateway Only, Cellular (4G, CDMA/Verizon), ZigBee | 3727-200-V-Z-xx | EVSE LLC (CMI) | EVSE LLC (CMI) |  | 1788.6986 | 1741 | 4-6 weeks
Shell Recharge Solutions | Category 1 - Level 2 Chargers | Hardware - Accessories | EVSE-3841-150 | Pole, Single, Surface, ZigBee, No Pmt/Gate on EVSE Pole OR On/Off No Comm | 3841-150 | EVSE LLC (CMI) | EVSE LLC (CMI) |  | 508.5616 | 495 | 4-6 weeks
Shell Recharge Solutions | Category 1 - Level 2 Chargers | Hardware - Accessories | EVSE-3841-151 | Pole, Single, Surface, Serial, No Pmt/Gate on EVSE Pole | 3841-151 | EVSE LLC (CMI) | EVSE LLC (CMI) |  | 508.5616 | 495 | 4-6 weeks
Shell Recharge Solutions | Category 1 - Level 2 Chargers | Hardware - Accessories | EVSE-3841-152 | Pole, Single, Surf, Serial/ZigBee EVSE, Pmt/Gate w/Cell on EVSE Pole | 3841-152 | EVSE LLC (CMI) | EVSE LLC (CMI) |  | 508.5616 | 495 | 4-6 weeks
Shell Recharge Solutions | Category 1 - Level 2 Chargers | Hardware - Accessories | EVSE-3841-153 | Pole, Single, Surf, Serial/ZigBee EVSE, Pmt/Gate w/Enet on EVSE Pole | 3841-153 | EVSE LLC (CMI) | EVSE LLC (CMI) |  | 508.5616 | 495 | 4-6 weeks
Shell Recharge Solutions | Category 1 - Level 2 Chargers | Hardware - Accessories | EVSE-3841-154 | Pole, Single, Surf, Serial, No Pmt/Gate on EVSE Pole, Ceiling Mtd Conduit | 3841-154 | EVSE LLC (CMI) | EVSE LLC (CMI) |  | 508.5616 | 495 | 4-6 weeks
Shell Recharge Solutions | Category 1 - Level 2 Chargers | Hardware - Accessories | EVSE-3841-155 | Pole, Single, Surf, Serial, Pmt/Gate on EVSE Pole, Ceiling Mtd Conduit | 3841-155 | EVSE LLC (CMI) | EVSE LLC (CMI) |  | 508.5616 | 495 | 4-6 weeks
Shell Recharge Solutions | Category 1 - Level 2 Chargers | Hardware - Accessories | EVSE-3841-156 | Pole, Dual, Surface, ZigBee, No Pmt/Gate on EVSE Pole OR On/Off No Comm | 3841-156 | EVSE LLC (CMI) | EVSE LLC (CMI) |  | 508.5616 | 495 | 4-6 weeks
Shell Recharge Solutions | Category 1 - Level 2 Chargers | Hardware - Accessories | EVSE-3841-157 | Pole, Dual, Surface, Serial, No Pmt/Gate on EVSE Pole | 3841-157 | EVSE LLC (CMI) | EVSE LLC (CMI) |  | 508.5616 | 495 | 4-6 weeks
Shell Recharge Solutions | Category 1 - Level 2 Chargers | Hardware - Accessories | EVSE-3841-158 | Pole, Dual, Surf, Serial/ZigBee EVSE, Pmt/Gate w/Cell on EVSE Pole | 3841-158 | EVSE LLC (CMI) | EVSE LLC (CMI) |  | 508.5616 | 495 | 4-6 weeks
Shell Recharge Solutions | Category 1 - Level 2 Chargers | Hardware - Accessories | EVSE-3841-159 | Pole, Dual, Surf, Serial/ZigBee EVSE, Pmt/Gate w/Enet on EVSE Pole | 3841-159 | EVSE LLC (CMI) | EVSE LLC (CMI) |  | 508.5616 | 495 | 4-6 weeks
Shell Recharge Solutions | Category 1 - Level 2 Chargers | Hardware - Accessories | EVSE-3841-160 | Pole, Dual, Surf, Serial, No Pmt/Gate on EVSE Pole, Ceiling Mtd Conduit | 3841-160 | EVSE LLC (CMI) | EVSE LLC (CMI) |  | 508.5616 | 495 | 4-6 weeks
Shell Recharge Solutions | Category 1 - Level 2 Chargers | Hardware - Accessories | EVSE-3841-161 | Pole, Dual, Surf, Serial, Pmt/Gate on EVSE Pole, Ceiling Mtd Conduit | 3841-161 | EVSE LLC (CMI) | EVSE LLC (CMI) |  | 508.5616 | 495 | 4-6 weeks
Shell Recharge Solutions | Category 1 - Level 2 Chargers | Hardware - Accessories | EVSE-3841-300 | Pole, Sing, Surf, Use w/ZigB No Pmt/Gate on EVSE Pole OR On/Off No Comm | 3841-300 | EVSE LLC (CMI) | EVSE LLC (CMI) |  | 508.5616 | 495 | 4-6 weeks
Shell Recharge Solutions | Category 1 - Level 2 Chargers | Hardware - Accessories | EVSE-3841-301 | Pole, Single, Surface, For use w/Serial, No Pmt/Gate on EVSE Pole | 3841-301 | EVSE LLC (CMI) | EVSE LLC (CMI) |  | 508.5616 | 495 | 4-6 weeks
Shell Recharge Solutions | Category 1 - Level 2 Chargers | Hardware - Accessories | EVSE-3841-302 | Pole, Single, Surf, Use w/Serial/ZigBee EVSE, Pmt/Gate w/Cell on EVSE Pole | 3841-302 | EVSE LLC (CMI) | EVSE LLC (CMI) |  | 508.5616 | 495 | 4-6 weeks
Shell Recharge Solutions | Category 1 - Level 2 Chargers | Hardware - Accessories | EVSE-3841-303 | Pole, Single, Surf, Use w/Serial/ZigBee EVSE, Pmt/Gate w/Enet on EVSE Pole | 3841-303 | EVSE LLC (CMI) | EVSE LLC (CMI) |  | 508.5616 | 495 | 4-6 weeks
Shell Recharge Solutions | Category 1 - Level 2 Chargers | Hardware - Accessories | EVSE-3841-306 | Pole, Dual, Surf, Use w/ZigB, No Pmt/Gate on EVSE Pole OR On/Off No Comm | 3841-306 | EVSE LLC (CMI) | EVSE LLC (CMI) |  | 508.5616 | 495 | 4-6 weeks
Shell Recharge Solutions | Category 1 - Level 2 Chargers | Hardware - Accessories | EVSE-3841-307 | Pole, Dual, Surface, For use w/Serial, No Pmt/Gate on EVSE Pole | 3841-307 | EVSE LLC (CMI) | EVSE LLC (CMI) |  | 508.5616 | 495 | 4-6 weeks
Shell Recharge Solutions | Category 1 - Level 2 Chargers | Hardware - Accessories | EVSE-3841-308 | Pole, Dual, Surf, Use w/Serial/ZigBee EVSE, Pmt/Gate w/Cell on EVSE Pole | 3841-308 | EVSE LLC (CMI) | EVSE LLC (CMI) |  | 508.5616 | 495 | 4-6 weeks
Shell Recharge Solutions | Category 1 - Level 2 Chargers | Hardware - Accessories | EVSE-3841-309 | Pole, Dual, Surf, Use w/Serial/ZigBee EVSE, Pmt/Gate w/Enet on EVSE Pole | 3841-309 | EVSE LLC (CMI) | EVSE LLC (CMI) |  | 508.5616 | 495 | 4-6 weeks
Shell Recharge Solutions | Category 1 - Level 2 Chargers | Hardware - Accessories | EVSE-5068-001 | Utility Pole Mount, Fluted, for Model 3704 used with Payment Module | 5068-001 | EVSE LLC (CMI) | EVSE LLC (CMI) |  | 457.1918 | 445 | 4-6 weeks
Shell Recharge Solutions | Category 1 - Level 2 Chargers | Hardware - Accessories | EVSE-U00009302-1 | Cable, Power Share, 3704 Dual Pole | U00009302-1 | EVSE LLC (CMI) | EVSE LLC (CMI) |  | 46.2329 | 45 | 4-6 weeks
Shell Recharge Solutions | Category 1 - Level 2 Chargers | Hardware - Accessories | EVSE-U00009302-2 | Cable, Power Share, 3703 Dual Pole | U00009302-2 | EVSE LLC (CMI) | EVSE LLC (CMI) |  | 46.2329 | 45 | 4-6 weeks
Shell Recharge Solutions | Category 1 - Level 2 Chargers | Hardware - Accessories | EVSE-3725-104-T-12-Z-W5 | Pmt Module, ZigBee, Cell(4G, TMobile)/RFID, Wall Mt, No DC Pwr Supply (Pull Power from Local EVSE) | 3725-104-T-12-Z-W5 | EVSE LLC (CMI) | EVSE LLC (CMI) |  | 2566.4384 | 2498 | 4-6 weeks
Shell Recharge Solutions | Category 1 - Level 2 Chargers | Hardware - Accessories | EVSE-3725-104-A-12-Z-W5 | Pmt Module, ZigBee, Cell(4G, A)/RFID, Wall Mt, No DC Pwr Supply (Pull Power from Local EVSE) | 3725-104-A-12-Z-W5 | EVSE LLC (CMI) | EVSE LLC (CMI) |  | 2566.4384 | 2498 | 4-6 weeks
Shell Recharge Solutions | Category 1 - Level 2 Chargers | Hardware - Accessories | EVSE-3725-104-V-12-Z-W5 | Pmt Module, ZigBee, Cell(4G, V)/RFID, Wall Mt, No DC Pwr Supply (Pull Power from Local EVSE) | 3725-104-V-12-Z-W5 | EVSE LLC (CMI) | EVSE LLC (CMI) |  | 2566.4384 | 2498 | 4-6 weeks
Shell Recharge Solutions | Category 1 - Level 2 Chargers | Hardware - Accessories | EVSE-3725-104-E-12-Z-W5 | Pmt Module, ZigBee, Ethernet/RFID, Wall Mt, No DC Pwr Supply (Pull Power from Local EVSE) | 3725-104-E-12-Z-W5 | EVSE LLC (CMI) | EVSE LLC (CMI) |  | 1789.726 | 1742 | 4-6 weeks
Shell Recharge Solutions | Category 1 - Level 2 Chargers | Hardware - Accessories | EVSE-3725-104-T-10-Z-W5 | Pmt Module, ZigBee, Cell(4G, TMobile)/CC/RFID, Wall Mt, No DC Pwr Supply (Pull Power from Local EVSE) | 3725-104-T-10-Z-W5 | EVSE LLC (CMI) | EVSE LLC (CMI) |  | 3007.1918 | 2927 | 4-6 weeks
Shell Recharge Solutions | Category 1 - Level 2 Chargers | Hardware - Accessories | EVSE-3725-104-T-09-Z-W5 | Pmt Module, ZigBee, Cell(4G, TMobile)/CC, Wall Mt, No DC Pwr Supply (Pull Power from Local EVSE) | 3725-104-T-09-Z-W5 | EVSE LLC (CMI) | EVSE LLC (CMI) |  | 2764.726 | 2691 | 4-6 weeks
Shell Recharge Solutions | Category 1 - Level 2 Chargers | Hardware - Accessories | EVSE-3725-104-A-10-Z-W5 | Pmt Module, ZigBee, Cell(4G, A)/CC/RFID, Wall Mt, DC Pwr Supply (Pull Power from Local EVSE) | 3725-104-A-10-Z-W5 | EVSE LLC (CMI) | EVSE LLC (CMI) |  | 3007.1918 | 2927 | 4-6 weeks
Shell Recharge Solutions | Category 1 - Level 2 Chargers | Hardware - Accessories | EVSE-3725-104-A-09-Z-W5 | Pmt Module, ZigBee, Cell(4G, A)/CC, Wall Mt, No DC Pwr Supply (Pull Power from Local EVSE) | 3725-104-A-09-Z-W5 | EVSE LLC (CMI) | EVSE LLC (CMI) |  | 2764.726 | 2691 | 4-6 weeks
Shell Recharge Solutions | Category 1 - Level 2 Chargers | Hardware - Accessories | EVSE-3725-104-V-10-Z-W5 | Pmt Module, ZigBee, Cell(4G, V)/CC/RFID, Wall Mt, No DC Pwr Supply (Pull Power from Local EVSE) | 3725-104-V-10-Z-W5 | EVSE LLC (CMI) | EVSE LLC (CMI) |  | 3007.1918 | 2927 | 4-6 weeks
Shell Recharge Solutions | Category 1 - Level 2 Chargers | Hardware - Accessories | EVSE-3725-104-V-09-Z-W5 | Pmt Module, ZigBee, Cell(4G, V)/CC, Wall Mt, No DC Pwr Supply (Pull Power from Local EVSE) | 3725-104-V-09-Z-W5 | EVSE LLC (CMI) | EVSE LLC (CMI) |  | 2764.726 | 2691 | 4-6 weeks
Shell Recharge Solutions | Category 1 - Level 2 Chargers | Hardware - Accessories | EVSE-3725-104-E-10-Z-W5 | Pmt Module, ZigBee, Ethernet/CC/RFID, Wall Mt, No DC Pwr Supply (Pull Power from Local EVSE) | 3725-104-E-10-Z-W5 | EVSE LLC (CMI) | EVSE LLC (CMI) |  | 2230.4795 | 2171 | 4-6 weeks
Shell Recharge Solutions | Category 1 - Level 2 Chargers | Hardware - Accessories | EVSE-3725-104-E-09-Z-W5 | Pmt Module, ZigBee, Ethernet/CC, Wall Mt, No DC Pwr Supply (Pull Power from Local EVSE) | 3725-104-E-09-Z-W5 | EVSE LLC (CMI) | EVSE LLC (CMI) |  | 1986.9863 | 1934 | 4-6 weeks
Shell Recharge Solutions | Category 1 - Level 2 Chargers | Hardware - Accessories | EVSE-3727-200-T-Z-W5 | Gateway, ZigBee, Cell(4G, TMobile), Wall Mt, No DC Pwr Supply (Pull Power from Local EVSE) | 3727-200-T-Z-W5 | EVSE LLC (CMI) | EVSE LLC (CMI) |  | 1999.3151 | 1946 | 4-6 weeks
Shell Recharge Solutions | Category 1 - Level 2 Chargers | Hardware - Accessories | EVSE-3727-200-A-Z-W5 | Gateway, ZigBee, Cell)4G, AT&T), Wall Mt, No DC Pwr Supply (Pull Power from Local EVSE) | 3727-200-A-Z-W5 | EVSE LLC (CMI) | EVSE LLC (CMI) |  | 1999.3151 | 1946 | 4-6 weeks
Shell Recharge Solutions | Category 1 - Level 2 Chargers | Hardware - Accessories | EVSE-3727-200-V-Z-W5 | Gateway, ZigBee, Cell(4G, Verizon), Wall Mt, No DC Pwr Supply (Pull Power from Local EVSE) | 3727-200-V-Z-W5 | EVSE LLC (CMI) | EVSE LLC (CMI) |  | 1999.3151 | 1946 | 4-6 weeks
Shell Recharge Solutions | Category 1 - Level 2 Chargers | Hardware - Accessories | EVSE-3727-200-E-Z-W5 | Gateway, ZigBee, Ethernet, Wall Mt, No DC Pwr Supply (Pull Power from Local EVSE) | 3727-200-E-Z-W5 | EVSE LLC (CMI) | EVSE LLC (CMI) |  | 1388.0137 | 1351 | 3-4 weeks
Shell Recharge Solutions | Category 1 - Level 2 Chargers | Hardware - Accessories | EVSE-8106-001 | Bracket, Conformal, Ground Level, For Instructions and QR Code (Inc Plexiglas and Mounting Screws) | 8106-001 | EVSE LLC (CMI) | EVSE LLC (CMI) |  | 77.0548 | 75 | 3-4 weeks
Shell Recharge Solutions | Category 1 - Level 2 Chargers | Hardware - Accessories | EVSE-5068-054 | Elevated Utility Pole Backplate with Load Center, Single Mount, Load Center with (1) 50A Breaker (40A Output) | 5068-054 | EVSE LLC (CMI) | EVSE LLC (CMI) |  | 665.7534 | 648 | 3-4 weeks
Shell Recharge Solutions | Category 1 - Level 2 Chargers | Hardware - Accessories | EVSE-5068-053 | Elevated Utility Pole Backplate with Load Center, Single Mount, Load Center with (1) 40A Breaker (30A Output) | 5068-053 | EVSE LLC (CMI) | EVSE LLC (CMI) |  | 665.7534 | 648 | 3-4 weeks
Shell Recharge Solutions | Category 1 - Level 2 Chargers | Hardware - Accessories | EVSE-5068-052 | Elevated Utility Pole Backplate with Load Center, Dual Mount, Load Center with (2) 50A Breakers (40A Output) | 5068-052 | EVSE LLC (CMI) | EVSE LLC (CMI) |  | 1599.6575 | 1557 | 3-4 weeks
Shell Recharge Solutions | Category 1 - Level 2 Chargers | Hardware - Accessories | EVSE-5068-051 | Elevated Utility Pole Backplate with Load Center, Dual Mount, Load Center with (2) 40A Breakers (30A Output) | 5068-051 | EVSE LLC (CMI) | EVSE LLC (CMI) |  | 1599.6575 | 1557 | 3-4 weeks
Shell Recharge Solutions | Category 1 - Level 2 Chargers | Hardware - Accessories | EVSE-5068-056 | Elevated Light Pole Backplate with Load Center, 50A Breaker (40A Max Output) | 5068-056 | EVSE LLC (CMI) | EVSE LLC (CMI) |  | 665.7534 | 648 | 3-4 weeks
Shell Recharge Solutions | Category 1 - Level 2 Chargers | Hardware - Accessories | EVSE-5068-055 | Elevated Light Pole Backplate with Load Center, 40A Breaker (30A Max Output) | 5068-055 | EVSE LLC (CMI) | EVSE LLC (CMI) |  | 665.7534 | 648 | 3-4 weeks
Shell Recharge Solutions | Category 1 - Level 2 Chargers | Hardware - Accessories | EVSE-5068-057 | Elevated Light Pole Backplate with Load Center, 20A Breaker (Power Share Limit 16A) | 5068-057 | EVSE LLC (CMI) | EVSE LLC (CMI) |  | 665.7534 | 648 | 3-4 weeks
Shell Recharge Solutions | Category 1 - Level 2 Chargers | Hardware - Accessories | EVSE-OTC-3704 | Model 3704, Factory, Wrap Application Per Charger (Basic- Does not include design or printing of wrap) | OTC | EVSE LLC (CMI) | EVSE LLC (CMI) |  | 77.0548 | 75 | 3-4 weeks
Shell Recharge Solutions | Category 1 - Level 2 Chargers | Hardware - Accessories | EVSE-3790-009 | Remote Control, RF Receiver, Fob, Kit, Model 3704 | 3790-009 | EVSE LLC (CMI) | EVSE LLC (CMI) |  | 274.3151 | 267 | 4-6 weeks
Shell Recharge Solutions | Category 1 - Level 2 Chargers | Hardware - Accessories | EVSE-B00009639-4 | Model 3704, Power Share Kit, One Per Charger (Does not include power share connecting wire) | B00009639-4 | EVSE LLC (CMI) | EVSE LLC (CMI) |  | 94.5205 | 92 | 4-6 weeks
Shell Recharge Solutions | Category 1 - Level 2 Chargers | Hardware - Accessories | EVSE-OTC-3703 | Model 3703, Factory, Wrap Application Per Charger (Basic- Does not include design or printing of wrap) | OTC | EVSE LLC (CMI) | EVSE LLC (CMI) |  | 20.5479 | 20 | 3-4 weeks
Shell Recharge Solutions | Category 1 - Level 2 Chargers | Hardware - Accessories | EVSE-3790-007 | Remote Control, RF Receiver, Fob, Kit, Model 3703 | 3790-007 | EVSE LLC (CMI) | EVSE LLC (CMI) |  | 236.3014 | 230 | 4-6 weeks
Shell Recharge Solutions | Category 1 - Level 2 Chargers | Hardware - Accessories | EVSE-B00009639-5 | Model 3703, Power Share Kit, One Per Charger (Does not include power share connecting wire) | B00009639-5 | EVSE LLC (CMI) | EVSE LLC (CMI) |  | 94.5205 | 92 | 4-6 weeks
Shell Recharge Solutions | Category 1 - Level 2 Chargers | Hardware - Accessories | EVSE-B00009639-2 | Model 3722, Power Share Kit, One Per Charger (Does not include power share connecting wire) | B00009639-2 | EVSE LLC (CMI) | EVSE LLC (CMI) |  | 94.5205 | 92 | 3-4 weeks
Shell Recharge Solutions | Category 1 - Level 2 Chargers | Hardware - Accessories | EVSE-3730-003 | Ultrasonic Sensor Kit (For installation 8-12 feet above the ground) - Retrofit Only | 3730-003 | EVSE LLC (CMI) | EVSE LLC (CMI) |  | 418.1507 | 407 | 3-4 weeks
Shell Recharge Solutions | Category 1 - Level 2 Chargers | Hardware - Accessories | EVSE-C338-130 | Additional FOB (each) | C338-130 | EVSE LLC (CMI) | EVSE LLC (CMI) |  | 58.5616 | 57 | 3-4 weeks
Shell Recharge Solutions | Category 1 - Level 2 Chargers | Hardware - Accessories | EVSE-B00009382-4 | Additional Wireless PB Boxes (each) | B00009382-4 | EVSE LLC (CMI) | EVSE LLC (CMI) |  | 190.0685 | 185 | 3-4 weeks
Shell Recharge Solutions | Category 1 - Level 2 Chargers | Hardware - Charger | PHI-AW32-AWLU770001W2P1-RW | AW32, 32amp Wall-Mount, RFID, LAN, WIFI, OCPP, 5m Cable **Ships from either HK or Fremont, CA** | AWLU770001W2P1-RW | Phihong | Phihong |  | 750.075 | 826.4151 | 12 weeks
Shell Recharge Solutions | Category 1 - Level 2 Chargers | Hardware - Charger | PHI-AW32-AWLU77000101P1-RW | AW32, 32amp Non-Networking, Residential, 5m Cable **Ships from either HK or Fremont, CA** | AWLU77000101P1-RW | Phihong | Phihong |  | 453.8125 | 500 | 12 weeks
Shell Recharge Solutions | Category 1 - Level 2 Chargers | Hardware - Charger | PHI-AW32-AW8U77000101P1-RW | AW32, 32amp, Non-Networking, Residential, 1.2ft (NEMA 14-50) **Ships from either HK or Fremont, CA** | AW8U77000101P1-RW | Phihong | Phihong |  | 503.475 | 554.717 | 12 weeks
Shell Recharge Solutions | Category 1 - Level 2 Chargers | Hardware - Charger | PHI-AW32-AW9U77000101P1-RW | AW32, 32amp, Non-Networking, Residential, 1.2ft (NEMA 6-50) **Ships from either HK or Fremont, CA** | AW9U77000101P1-RW | Phihong | Phihong |  | 500.05 | 550.9434 | 12 weeks
Shell Recharge Solutions | Category 1 - Level 2 Chargers | Hardware - Charger | PHI-AW32-AWLU770001W2P2-RW | AW32, 32amp Wall-Mount, RFID, LAN, WIFI, OCPP, 7m Cable | AWLU770001W2P2-RW | Phihong | Phihong |  | 801.45 | 883.0189 | 12 weeks
Shell Recharge Solutions | Category 1 - Level 2 Chargers | Hardware - Charger | PHI-AW32-AWLU770001T2P1-RW | AW32, 32amp Wall-Mount, RFID, LAN, 4G, OCPP, 5m Cable **Ships from either HK or Fremont, CA** | AWLU770001T2P1-RW | Phihong | Phihong |  | 811.725 | 894.3396 | 12 weeks
Shell Recharge Solutions | Category 1 - Level 2 Chargers | Hardware - Charger | PHI-AW32-AWLU770001T2N7-RW | AW32, 32amp, Wall-Mount, RFID, LAN, 4G, OCPP, 7m Cable **Ships from either HK or Fremont, CA** | AWLU770001T2N7-RW | Phihong | Phihong |  | 875.0875 | 964.1509 | 12 weeks
Shell Recharge Solutions | Category 1 - Level 2 Chargers | Hardware - Charger | PHI-AX48-AXLU111001W1P0 | AX48, 48amp Wall-Mount, RFID, LAN, WIFI, OCPP, 5m Cable **Ships from Taiwan** | AXLU111001W1P0 | Phihong | Phihong |  | 990.51 | 1364.1509 | 12 weeks
Shell Recharge Solutions | Category 1 - Level 2 Chargers | Hardware - Charger | PHI-AX48-AXLU111001D1P0-RW | AX48, 48amp Wall-Mount Box, RFID, LAN, Wi-Fi, 4G, OCPP, 5m Cable | AXLU111001D1P0-RW | Phihong | Phihong |  | 1079.56 | 1486.7925 | 12 weeks
Shell Recharge Solutions | Category 1 - Level 2 Chargers | Hardware - Charger | PHI-AX48-AXLU111001W1P1 | AX48 48amp Wall-Mount, 5” Display, RFID, LAN, WIFI, OCPP, 5m cable **Ships from Taiwan or Fremont** | AXLU111001W1P1 | Phihong | Phihong |  | 1022.02 | 1407.5472 | 12 weeks
Shell Recharge Solutions | Category 1 - Level 2 Chargers | Hardware - Charger | PHI-AX48-AXLU111001D1P1-RW | AX48, 48amp Wall-Mount, 5” Display, RFID, LAN, WIFI, 4G, OCPP, 5m Cable | AXLU111001D1P1-RW | Phihong | Phihong |  | 1112.44 | 1532.0755 | 12 weeks
Shell Recharge Solutions | Category 1 - DCFC | Hardware - Charger | PHI-DC 30KW-DWWU301U00D1PN-RW | DC 30kW Wall Mount, CCS1, Single Gun with 4.5m Cable | DWWU301U00D1PN-RW | Phihong | Phihong |  | 11660.4125 | 12847.1698 | 12 weeks
Shell Recharge Solutions | Category 1 - DCFC | Hardware - Charger | PHI-DC 30KW-DWWU301U00D1N7-RW | DC 30kW Wall Mount, CCS1, Single Gun with 7m Cable | DWWU301U00D1N7-RW | Phihong | Phihong |  | 12078.2625 | 13307.5472 | 12 weeks
Shell Recharge Solutions | Category 1 - DCFC | Hardware - Charger | PHI-DC 30KW-DWWU301J0UD1PN-RW | DC 30kW Wall Mount, CCS1 and CHAdeMO, 4.5m Cable | DWWU301J0UD1PN-RW | Phihong | Phihong |  | 14241.15 | 15690.566 | 12 weeks
Shell Recharge Solutions | Category 1 - DCFC | Hardware - Charger | PHI-DC 30KW-DWWU301J0UD1N7-RW | DC 30kW Wall Mount, Dual CCS1 and CHAdeMO, 7m Cable | DWWU301J0UD1N7-RW | Phihong | Phihong |  | 14782.3 | 16286.7925 | 12 weeks
Shell Recharge Solutions | Category 1 - DCFC | Hardware - Charger | PHI-DC 60KW-DSWU601J0UD2PN-RW | DC 60kW, Dual Gun, CCS1 and CHAdeMO with 4.5m Cable | DSWU601J0UD2PN-RW | Phihong | Phihong |  | 24336.3375 | 26813.2075 | 12 weeks
Shell Recharge Solutions | Category 1 - DCFC | Hardware - Charger | PHI-DC 60KW-DSWU601J0UD2N7-RW | DC 60kW, Dual Gun, CCS1, and CHAdeMO with 7m Cable | DSWU601J0UD2N7-RW | Phihong | Phihong |  | 25237.1125 | 27805.6604 | 12 weeks
Shell Recharge Solutions | Category 1 - DCFC | Hardware - Charger | PHI-DC 60KW-DSWU601U0UD2PN-RW | DC 60kW, Dual Gun, CCS1 with 4.5m Cable | DSWU601U0UD2PN-RW | Phihong | Phihong |  | 23433.85 | 25818.8679 | 12 weeks
Shell Recharge Solutions | Category 1 - DCFC | Hardware - Charger | PHI-DC 60KW-DSWU601U0UD2N7-RW | DC 60kW, Dual Gun, CCS1 with 7m Cable | DSWU601U0UD2N7-RW | Phihong | Phihong |  | 23956.1625 | 26394.3396 | 12 weeks
Shell Recharge Solutions | Category 1 - DCFC | Hardware - Charger | PHI-DS90-DSWU901J0UD3PN-RW | DS90 DCFC, Dual Gun, CCS1, and CHAdeMO with 4m Cable | DSWU901J0UD3PN-RW | Phihong | Phihong |  | 31186.3375 | 34360.3774 | 12 weeks
Shell Recharge Solutions | Category 1 - DCFC | Hardware - Charger | PHI-DS90-7M-DSWU901J0UD3PN-RW | DS90 DCFC, Dual Gun, CCS1, and CHAdeMO with 7m Cable | DSWU901J0UD3PN-RW | Phihong | Phihong |  | 32446.7375 | 35749.0566 | 12 weeks
Shell Recharge Solutions | Category 1 - DCFC | Hardware - Charger | PHI-DS90-DSWU901U0UD3PN-RW | DS90, Dual Gun, CCS1 with 4m Cable | DSWU901U0UD3PN-RW | Phihong | Phihong |  | 31545.9625 | 34756.6038 | 12 weeks
Shell Recharge Solutions | Category 1 - DCFC | Hardware - Charger | PHI-DS90-DSWU901U0UD3N7-RW | DS90 DCFC, Dual Gun, CCS1 with 7m Cable | DSWU901U0UD3N7-RW | Phihong | Phihong |  | 31907.3 | 35154.717 | 12 weeks
Shell Recharge Solutions | Category 1 - DCFC | Hardware - Charger | PHI-DS120-DSWU122J0UD3PN-RW | DS120 DCFC, Dual Gun, CCS1, and CHAdeMO with 4m Cable * | DSWU122J0UD3PN-RW | Phihong | Phihong |  | 33708.85 | 37139.6226 | 12 weeks
Shell Recharge Solutions | Category 1 - DCFC | Hardware - Charger | PHI-DS120-DSWU122J0UD3N7-RW | DS120 DCFC, Dual Gun, CCS1, and CHAdeMO with 7m Cable | DSWU122J0UD3N7-RW | Phihong | Phihong |  | 34250 | 37735.8491 | 12 weeks
Shell Recharge Solutions | Category 1 - DCFC | Hardware - Charger | PHI-DS120-DSWU122U0UD3PN-RW | DS120, Dual Gun, CCS1 with 4m Cable | DSWU122U0UD3PN-RW | Phihong | Phihong |  | 33708.85 | 37139.6226 | 12 weeks
Shell Recharge Solutions | Category 1 - DCFC | Hardware - Charger | PHI-DS120-DSWU122U0UD3N7-RW | DS120 DCFC, Dual Gun, CCS1 with 7m Cable | DSWU122U0UD3N7-RW | Phihong | Phihong |  | 34250 | 37735.8491 | 12 weeks
Shell Recharge Solutions | Category 1 - DCFC | Hardware - Charger | PHI-DS150-DSWU152J0UD3PN-RW | DS150 DCFC, Dual Gun, CCS1, and CHAdeMO with 4m Cable | DSWU152J0UD3PN-RW | Phihong | Phihong |  | 36053.2625 | 39722.6415 | 12 weeks
Shell Recharge Solutions | Category 1 - DCFC | Hardware - Charger | PHI-DS150-DSWU152J0UD3N7-RW | DS150 DCFC, Dual Gun, CCS1, and CHAdeMO with 7m Cable * | DSWU152J0UD3N7-RW | Phihong | Phihong |  | 36954.0375 | 40715.0943 | 12 weeks
Shell Recharge Solutions | Category 1 - DCFC | Hardware - Charger | PHI-DS150-DSWU152U0UD3PN-RW | DS150, Dual Gun, CCS1 with 4m Cable | DSWU152U0UD3PN-RW | Phihong | Phihong |  | 35962.5 | 39622.6415 | 12 weeks
Shell Recharge Solutions | Category 1 - DCFC | Hardware - Charger | PHI-DO360-DDWU362T00E2N7-RW | Single gun (CCS1 Fan cooled 300A) 7.5M | DDWU362T00E2N7-RW | Phihong | Phihong |  | 26187.6712 | 36069.8113 | 12 weeks
Shell Recharge Solutions | Category 1 - DCFC | Hardware - Charger | PHI-DO360-DDWU362T00E2PN-RW | Single gun (CCS1 Fan cooled 300A) 4M | DDWU362T00E2PN-RW | Phihong | Phihong |  | 24284.9315 | 33449.0566 | 12 weeks
Shell Recharge Solutions | Category 1 - DCFC | Hardware - Charger | PHI-DO360-DDWU362T0TE2N7-RW | Dual gun (CCS1 Fan cooled 300A+CCS1 Fan cool 300A) 7.5M | DDWU362T0TE2N7-RW | Phihong | Phihong |  | 32753.4247 | 45113.2075 | 12 weeks
Shell Recharge Solutions | Category 1 - DCFC | Hardware - Charger | PHI-DO360-DDWU362T0TE2PN-RW | Dual gun (CCS1 Fan cooled 300A+CCS1 Fan cool 300A) 4M | DDWU362T0TE2PN-RW | Phihong | Phihong |  | 28946.5753 | 39869.8113 | 12 weeks
Shell Recharge Solutions | Category 1 - DCFC | Hardware - Charger | PHI-DO360-DDWU362U00E2N7-RW | Single gun (CCS1 Fan cooled 200A) 7.5M | DDWU362U00E2N7-RW | Phihong | Phihong |  | 22217.8082 | 30601.8868 | 12 weeks
Shell Recharge Solutions | Category 1 - DCFC | Hardware - Charger | PHI-DO360-DDWU362U00E2PN-RW | Single gun (CCS1 Fan cooled 200A) 4M | DDWU362U00E2PN-RW | Phihong | Phihong |  | 21967.1233 | 30256.6038 | 12 weeks
Shell Recharge Solutions | Category 1 - DCFC | Hardware - Charger | PHI-DO360-DDWU362U0UE2N7-RW | Dual gun (CCS1 Fan cooled 200A+CCS1 Fan cool 200A) 7.5M | DDWU362U0UE2N7-RW | Phihong | Phihong |  | 24813.6986 | 34177.3585 | 12 weeks
Shell Recharge Solutions | Category 1 - DCFC | Hardware - Charger | PHI-DO360-DDWU362U0UE2PN-RW | Dual gun (CCS1 Fan cooled 200A+CCS1 Fan cool 200A) 4M | DDWU362U0UE2PN-RW | Phihong | Phihong |  | 24313.6986 | 33488.6792 | 12 weeks
Shell Recharge Solutions | Category 1 - DCFC | Hardware - Charger | PHI-DO360-DDWU362V00E2N7-RW | Single gun (CCS1 Liquid cooled 500A) 7.5M | DDWU362V00E2N7-RW | Phihong | Phihong |  | 50519.1781 | 69583.0189 | 12 weeks
Shell Recharge Solutions | Category 1 - DCFC | Hardware - Charger | PHI-DO360-DDWU362V00E2PN-RW | Single gun (CCS1 Liquid cooled 500A) 4M | DDWU362V00E2PN-RW | Phihong | Phihong |  | 44987.6712 | 61964.1509 | 12 weeks
Shell Recharge Solutions | Category 1 - DCFC | Hardware - Charger | PHI-DO360-DDWU362V0KE2N7-RW | Dual gun (CCS1 Liquid cooled 500A+CHA Fan cool 200A) 7.5M | DDWU362V0KE2N7-RW | Phihong | Phihong |  | 59631.5068 | 82133.9623 | 12 weeks
Shell Recharge Solutions | Category 1 - DCFC | Hardware - Charger | PHI-DO360-DDWU362V0KE2PN-RW | Dual gun (CCS1 Liquid cooled 500A+CHA Fan cool 200A) 4M | DDWU362V0KE2PN-RW | Phihong | Phihong |  | 52582.1918 | 72424.5283 | 12 weeks
Shell Recharge Solutions | Category 1 - DCFC | Hardware - Charger | PHI-DO360-DDWU362V0TE2N7-RW | Dual gun (CCS1 Liquid cool 500A+CCS1 Fan cool 300A) 7.5M | DDWU362V0TE2N7-RW | Phihong | Phihong |  | 57084.9315 | 78626.4151 | 12 weeks
Shell Recharge Solutions | Category 1 - DCFC | Hardware - Charger | PHI-DO360-DDWU362V0TE2PN-RW | Dual gun (CCS1 Liquid cooled 500A+CCS1 Fan cool 300A) 4M | DDWU362V0TE2PN-RW | Phihong | Phihong |  | 49649.3151 | 68384.9057 | 12 weeks
Shell Recharge Solutions | Category 1 - DCFC | Hardware - Charger | PHI-DO360-DDWU362V0UE2N7-RW | Dual gun (CCS1 Liquid cooled 500A+CCS1 Fan cool 200A) 7.5M | DDWU362V0UE2N7-RW | Phihong | Phihong |  | 53113.6986 | 73156.6038 | 12 weeks
Shell Recharge Solutions | Category 1 - DCFC | Hardware - Charger | PHI-DO360-DDWU362V0UE2PN-RW | Dual gun (CCS1 Liquid cooled 500A+CCS1 Fan cool 200A) 4M | DDWU362V0UE2PN-RW | Phihong | Phihong |  | 47332.8767 | 65194.3396 | 12 weeks
Shell Recharge Solutions | Category 1 - DCFC | Hardware - Charger | PHI-DO360-DOWU362000D2PN-RW | DO360 Power Cabinet | DOWU362000D2PN-RW | Phihong | Phihong |  | 80749.3151 | 111220.7547 | 12 weeks
Shell Recharge Solutions | Category 1 - DCFC | Hardware - Charger | PHI-DS150-DSWU152U0UD3N7-RW | DS150 DCFC, Dual Gun, CCS1 with 7m Cable | DSWU152U0UD3N7-RW | Phihong | Phihong |  | 36954.0375 | 40715.0943 | 12 weeks
Shell Recharge Solutions | Category 1 - DCFC | Hardware - Charger | PHI-DS180-DSWU182J0UD3PN-RW | DS180 DCFC, Dual Gun, CCS1, and CHAdeMO with 4m Cable | DSWU182J0UD3PN-RW | Phihong | Phihong |  | 38757.3 | 42701.8868 | 12 weeks
Shell Recharge Solutions | Category 1 - DCFC | Hardware - Charger | PHI-DS180-DSWU182J0UD3N7-RW | DS180 DCFC, Dual Gun, CCS1, and CHAdeMO with 7m Cable | DSWU182J0UD3N7-RW | Phihong | Phihong |  | 39296.7375 | 43296.2264 | 12 weeks
Shell Recharge Solutions | Category 1 - DCFC | Hardware - Charger | PHI-DS180-DSWU182U0UD3PN-RW | DS180, Dual Gun, CCS1 with 4m Cable | DSWU182U0UD3PN-RW | Phihong | Phihong |  | 38486.725 | 42403.7736 | 12 weeks
Shell Recharge Solutions | Category 1 - DCFC | Hardware - Charger | PHI-DS180-DSWU182U0UD3N7-RW | DS180 DCFC, Dual Gun, CCS1 with 7m Cable | DSWU182U0UD3N7-RW | Phihong | Phihong |  | 39207.6875 | 43198.1132 | 12 weeks
Shell Recharge Solutions | Category 1 - Level 2 Chargers | Hardware - Accessories | PHI-KIT702C1TF8P1 | Single Charger AH Pedestal | KIT702C1TF8P1 | Phihong | Phihong |  | 529.16 | 583.0189 | 12 weeks
Shell Recharge Solutions | Category 1 - Level 2 Chargers | Hardware - Accessories | PHI-KITPMAHPH01-RW | Dual Charger Pedestal (fits AH &AW models) | KITPMAHPH01-RW | Phihong | Phihong |  | 457.24 | 503.7736 | 12 weeks
Shell Recharge Solutions | Category 1 - Level 2 Chargers | Hardware - Accessories | PHI-KITPSAWPH01-RW | Single Charger AW Pedestal **Ships from Hong Kong or Fremont** | KITPSAWPH01-RW | Phihong | Phihong |  | 381.89 | 420.7547 | 12 weeks
Shell Recharge Solutions | Category 1 - Level 2 Chargers | Hardware - Accessories | PHI-KITP0USAXPH01-RW | AX/AH/AW Single Pedestal Base **Ships from Hong Kong or Fremont** | KITP0USAXPH01-RW | Phihong | Phihong |  | 311.68 | 343.3962 | 12 weeks
Shell Recharge Solutions | Category 1 - Level 2 Chargers | Hardware - Accessories | PHI-KITC0NSAXPH01-RW | AX/AH/AW Single Cable Management Add-On (Top) **Ships from Hong Kong or Fremont** | KITC0NSAXPH01-RW | Phihong | Phihong |  | 385.31 | 424.5283 | 12 weeks
Shell Recharge Solutions | Category 1 - Level 2 Chargers | Hardware - Accessories | PHI-KITP0UMAXPH01-RW | AX/AH/AW Dual Pedestal Base **Ships from Hong Kong or Fremont** | KITP0UMAXPH01-RW | Phihong | Phihong |  | 321.95 | 354.717 | 12 weeks
Shell Recharge Solutions | Category 1 - Level 2 Chargers | Hardware - Accessories | PHI-KITC0NMAXPH01-RW | AX/AH/AW Dual Cable Management Add-on (Top) **Ships from Hong Kong or Fremont** | KITC0NMAXPH01-RW | Phihong | Phihong |  | 722.68 | 796.2264 | 12 weeks
Shell Recharge Solutions | Category 1 - Level 2 Chargers | Hardware - Accessories | PHI-KITHUAWPH01-RW | Cable Gun Hook **Ships from Hong Kong or Fremont** | KITHUAWPH01-RW | Phihong | Phihong |  | 29.11 | 32.0755 | 12 weeks
Shell Recharge Solutions | Category 1 - Level 2 Chargers | Hardware - Accessories | PHI-AC-PROV-01 | Provisioning for AC Products. 4G Products – Includes installing 4G SIM card, provisioning, and affixing QR Code Sticker | PROV-01 | Phihong | Phihong |  | 59.9375 | 66.0377 | 12 weeks
Shell Recharge Solutions | Category 1 - Level 2 Chargers | Hardware - Accessories | PHI-PROV-02 | Provisioning for AC Products. Wi-Fi Products SIM card, provisioning, and affixing QR Code Sticker | PROV-02 | Phihong | Phihong |  | 47.95 | 66.0377 | 12 weeks
Shell Recharge Solutions | Category 1 - DCFC | Hardware - Accessories | PHI-KITPSDWPH01-RW | DW30 Pedestal | KITPSDWPH01-RW | Phihong | Phihong |  | 1335.75 | 1471.6981 | 12 weeks
Shell Recharge Solutions | Category 1 - DCFC | Hardware - Accessories | PHI-KITCSDSPH03-RW | DS60 Cable Management System | KITCSDSPH03-RW | Phihong | Phihong |  | 2431.75 | 2679.2453 | 12 weeks
Shell Recharge Solutions | Category 1 - DCFC | Hardware - Accessories | PHI-KITCSDSPH06-RW | DS120/180 Cable Management System | KITCSDSPH06-RW | Phihong | Phihong |  | 2431.75 | 2679.2453 | 12 weeks
Shell Recharge Solutions | Category 1 - DCFC | Hardware - Accessories | PHI-DC-PROV-03 | Provisioning for DC Products. 4G Products – Includes installing 4G SIM card, provisioning, and affixing QR Code Sticker | PROV-03 | Phihong | Phihong |  | 137 | 103.7736 | 12 weeks
Shell Recharge Solutions | Category 1 - DCFC | Hardware - Accessories | PHI-DC-PROV-04 | Provisioning for DC Products. Wi-Fi Products SIM card, provisioning, and affixing QR Code Sticker | PROV-04 | Phihong | Phihong |  | 137 | 188.6792 | 12 weeks
Shell Recharge Solutions | Category 1 - DCFC | Hardware - Charger | TRIT- RT50kW | RT UL 50kW 500v TRI93-50-01 with dual CCS..Type 1 and Chademo cables and connectors. | TRIT- 50kW- DUAL | Tritium | Tritium |  | 23118.75 | 29990 | 16 weeks
Shell Recharge Solutions | Category 1 - DCFC | Hardware - Charger | TRIT-175kW-Dual-Chad-CCS | RT175S UU – 350A CCS1/200A CHAdeMO Connectors with Dual 5.2m (17ft) cables with cable management system, Isolated Power Unit including with 480VAC input rating; 950V DC output voltage and Power Circuit Safety transformer (rated at 185kVA) | TRIT- 175kW- DUAL | Tritium | Tritium |  | 87673.15 | 120745.283 | 17 weeks
Shell Recharge Solutions | Category 1 - DCFC | Hardware - Charger | TRIT-RTM50-GOOD | Fast Charger. Includes (1) CCS1 connector and (1) CHAdeMO connector and standard Tritium graphics. 10’ cables/no cable mgt, membrane HMI, Sequential Charging, Whisper Mode, 15118 | TRIT-RTM50-GOOD | Tritium | Tritium |  | 23838 | 29990 | 18 weeks
Shell Recharge Solutions | Category 1 - DCFC | Hardware - Charger | TRIT-RTM50-BETTER | Tritium RTM50-50kW 480V 3P Power DC Fast Charger. Includes (1) CCS1 connector and (1) CHAdeMO connector and standard Tritium graphics. 20’ cables/mgt, membrane HMI, Sequential Charging, Whisper Mode, 15118, Digital Screen, Simultaneous & Sequential Charging, Sensors | TRIT-RTM50-BETTER | Tritium | Tritium |  | 29318 | 33990 | 18 weeks
Shell Recharge Solutions | Category 1 - DCFC | Hardware - Charger | TRIT-RTM50-BEST | Tritium RTM50-50kW 480V 3P Power DC Fast Charger. Includes (1) CCS1 connector and (1) CHAdeMO connector and standard Tritium graphics. 20’ cables/mgt, membrane HMI, Sequential Charging, Whisper Mode, 15118, Digital Screen, Simultaneous & Sequential Charging, Sensors, Customer Graphics, Credit Card Reader, Charge State Light Indicators | TRIT-RTM50-BEST | Tritium | Tritium |  | 32343 | 38590 | 18 weeks
Shell Recharge Solutions | Category 1 - DCFC | Hardware - Accessories | TRIT- 12ft- cable | Tritium 12ft Cable | TRIT- 12ft- cable | Tritium | Tritium |  | 487.72 | 671.6981
Shell Recharge Solutions | Category 1 - DCFC | Hardware - Accessories | TRIT- CC- READER | Tritium Credit card reader | TRIT-CC- READER | Tritium | Tritium |  | 1335.75 | 1839.6226
Shell Recharge Solutions | Category 1 - DCFC | Hardware - Accessories | TRIT-CUST-BRAND-PROD-APPLIC | Custom Branding – Production and application (Excludes Design Fees) - Price Per Station |  | Tritium | Tritium |  | 726.0274 | 1000
Shell Recharge Solutions | Category 1 - DCFC | Hardware - Accessories | TRIT-CCR-PAYTER | Credit Card Reader - Factory Installed - Payter P68 | TRIT-CCR | Tritium | Tritium |  | 1000 | 1886.7925
Shell Recharge Solutions | Category 1 - DCFC | Hardware - Charger | TRIT-175HP-COMM-FEE | RT 175S 175kW High Powered DC Fast Charger - Commissioning fee | TRIT-CCR | Tritium | Tritium |  | 1800 | 3396.2264 | 20 weeks
Shell Recharge Solutions | Category 1 - DCFC | Hardware - Charger | TRIT- RTM75-GOOD | Tritium RTM75-75kW 480V 3P Power DC Fast Charger. Includes (1) CCS1 connector and (1) CHAdeMO connector and standard Tritium graphics. 10’ cables/no cable mgt, membrane HMI, Sequential Charging, Whisper Mode, 15118 |  | Tritium | Tritium |  | 28286.39 | 34990 | 18 weeks
Shell Recharge Solutions | Category 1 - DCFC | Hardware - Charger | TRIT- RTM75-BETTER | Tritium RTM75-75kW 480V 3P Power DC Fast Charger. Includes (1) CCS1 connector and (1) CHAdeMO connector and standard Tritium graphics. 20’ cables/mgt cable mgt, membrane HMI, Sequential Charging, Whisper Mode, 15118, Digital Screen, Simultaneous & Sequential Charging, Sensors |  | Tritium | Tritium |  | 32516.95 | 38990 | 18 weeks
Shell Recharge Solutions | Category 1 - Hardware - Power Management | Hardware - Power Management | FCM-1.2kA-014-ExtTemp-ATT | FlexCharge Manager Hardware Solution – Up to 14 EV Chargers - Extreme Env. Temperature (-40-140F) - Single Modem AT&T - Metering: 480/600V, 1200A - UL certified - 1 year standard warranty | FCM-0000000000-012-014-EX-C10 | Shell Recharge Solutions | Shell Recharge Solutions |  | 9929.95 | 13675.7358 | 4 months
Shell Recharge Solutions | Category 1 - Hardware - Power Management | Hardware - Power Management | FCM-1.2kA-014-ExtTemp-ATTTMo | FlexCharge Manager Hardware Solution – Up to 14 EV Chargers - Extreme Env. Temperature (-40-140F) - Dual Modem AT&T + TMobile - Metering: 480/600V, 1200A - UL certified - 1 year standard warranty | FCM-0000000000-012-014-EX-C12 | Shell Recharge Solutions | Shell Recharge Solutions |  | 10421.78 | 14353.0943 | 4 months
Shell Recharge Solutions | Category 1 - Hardware - Power Management | Hardware - Power Management | FCM-1.2kA-014-ExtTemp-ATTVer | FlexCharge Manager Hardware Solution – Up to 14 EV Chargers - Extreme Env. Temperature (-40-140F) - Dual Modem AT&T + Verizon - Metering: 480/600V, 1200A - UL certified - 1 year standard warranty | FCM-0000000000-012-014-EX-C13 | Shell Recharge Solutions | Shell Recharge Solutions |  | 10421.78 | 14353.0943 | 4 months
Shell Recharge Solutions | Category 1 - Hardware - Power Management | Hardware - Power Management | FCM-1.2kA-014-ExtTemp-Bel | FlexCharge Manager Hardware Solution – Up to 14 EV Chargers - Extreme Env. Temperature (-40-140F) - Single Modem Bell - Metering: 480/600V, 1200A - UL certified - 1 year standard warranty | FCM-0000000000-012-014-EX-C40 | Shell Recharge Solutions | Shell Recharge Solutions |  | 9929.95 | 13675.7358 | 4 months
Shell Recharge Solutions | Category 1 - Hardware - Power Management | Hardware - Power Management | FCM-1.2kA-014-ExtTemp-TMo | FlexCharge Manager Hardware Solution – Up to 14 EV Chargers - Extreme Env. Temperature (-40-140F) - Single Modem TMobile - Metering: 480/600V, 1200A - UL certified - 1 year standard warranty | FCM-0000000000-012-014-EX-C20 | Shell Recharge Solutions | Shell Recharge Solutions |  | 9929.95 | 13675.7358 | 4 months
Shell Recharge Solutions | Category 1 - Hardware - Power Management | Hardware - Power Management | FCM-1.2kA-014-ExtTemp-TMoATT | FlexCharge Manager Hardware Solution – Up to 14 EV Chargers - Extreme Env. Temperature (-40-140F) - Dual Modem TMobile + AT&T - Metering: 480/600V, 1200A - UL certified - 1 year standard warranty | FCM-0000000000-012-014-EX-C21 | Shell Recharge Solutions | Shell Recharge Solutions |  | 10421.78 | 14353.0943 | 4 months
Shell Recharge Solutions | Category 1 - Hardware - Power Management | Hardware - Power Management | FCM-1.2kA-014-ExtTemp-TMoVer | FlexCharge Manager Hardware Solution – Up to 14 EV Chargers - Extreme Env. Temperature (-40-140F) - Dual Modem TMobile + AT&T - Metering: 480/600V, 1200A - UL certified - 1 year standard warranty | FCM-0000000000-012-014-EX-C23 | Shell Recharge Solutions | Shell Recharge Solutions |  | 10421.78 | 14353.0943 | 4 months
Shell Recharge Solutions | Category 1 - Hardware - Power Management | Hardware - Power Management | FCM-1.2kA-014-ExtTemp-Ver | FlexCharge Manager Hardware Solution – FlexCharge Manager Hardware Solution – Up to 14 EV Chargers - Extreme Env. Temperature (-40-140F) - Single Modem Verizon - Metering: 480/600V, 1200A - UL certified - 1 year standard warranty | FCM-0000000000-012-014-EX-C30 | Shell Recharge Solutions | Shell Recharge Solutions |  | 9929.95 | 13675.7358 | 4 months
Shell Recharge Solutions | Category 1 - Hardware - Power Management | Hardware - Power Management | FCM-1.2kA-014-ExtTemp-VerATT | FlexCharge Manager Hardware Solution – Up to 14 EV Chargers - Extreme Env. Temperature (-40-140F) - Dual Modem Verzon + AT&T - Metering: 480/600V, 1200A - UL certified - 1 year standard warranty | FCM-0000000000-012-014-EX-C31 | Shell Recharge Solutions | Shell Recharge Solutions |  | 10421.78 | 14353.0943 | 4 months
Shell Recharge Solutions | Category 1 - Hardware - Power Management | Hardware - Power Management | FCM-1.2kA-014-ExtTemp-VerTMo | FlexCharge Manager Hardware Solution – Up to 14 EV Chargers - Extreme Env. Temperature (-40-140F) - Dual Modem Verizon + Tmobile - Metering: 480/600V, 1200A - UL certified - 1 year standard warranty | FCM-0000000000-012-014-ST-C32 | Shell Recharge Solutions | Shell Recharge Solutions |  | 10421.78 | 14353.0943 | 4 months
Shell Recharge Solutions | Category 1 - Hardware - Power Management | Hardware - Power Management | FCM-1.2kA-014-StdTemp-ATT | FlexCharge Manager Hardware Solution – Up to 14 EV Chargers - Standard Env. Temperature (32-122F) - Single Modem AT&T - Metering: 480/600V, 1200A - UL certified - 1 year standard warranty | FCM-0000000000-012-014-ST-C10 | Shell Recharge Solutions | Shell Recharge Solutions |  | 5443.62 | 10270.9811 | 4 months
Shell Recharge Solutions | Category 1 - Hardware - Power Management | Hardware - Power Management | FCM-1.2kA-014-StdTemp-ATTTMo | FlexCharge Manager Hardware Solution – Up to 14 EV Chargers - Standard Env. Temperature (32-122F) - Dual Modem AT&T + TMobile - Metering: 480/600V, 1200A - UL certified - 1 year standard warranty | FCM-0000000000-012-014-ST-C12 | Shell Recharge Solutions | Shell Recharge Solutions |  | 9357.1 | 12886.7925 | 4 months
Shell Recharge Solutions | Category 1 - Hardware - Power Management | Hardware - Power Management | FCM-1.2kA-014-StdTemp-ATTVer | FlexCharge Manager Hardware Solution – Up to 14 EV Chargers - Standard Env. Temperature (32-122F) - Dual Modem AT&T + Verizon - Metering: 480/600V, 1200A - UL certified - 1 year standard warranty | FCM-0000000000-012-014-ST-C13 | Shell Recharge Solutions | Shell Recharge Solutions |  | 9357.1 | 12886.7925 | 4 months
Shell Recharge Solutions | Category 1 - Hardware - Power Management | Hardware - Power Management | FCM-1.2kA-014-StdTemp-Bel | FlexCharge Manager Hardware Solution – Up to 14 EV Chargers - Standard Env. Temperature (32-122F) - Single Modem Bell - Metering: 480/600V, 1200A - UL certified - 1 year standard warranty | FCM-0000000000-012-014-ST-C40 | Shell Recharge Solutions | Shell Recharge Solutions |  | 8531.17 | 11749.3019 | 4 months
Shell Recharge Solutions | Category 1 - Hardware - Power Management | Hardware - Power Management | FCM-1.2kA-014-StdTemp-TMo | FlexCharge Manager Hardware Solution – Up to 14 EV Chargers - Standard Env. Temperature (32-122F) - Single Modem TMobile - Metering: 480/600V, 1200A - UL certified - 1 year standard warranty | FCM-0000000000-012-014-ST-C20 | Shell Recharge Solutions | Shell Recharge Solutions |  | 8531.17 | 11749.3019 | 4 months
Shell Recharge Solutions | Category 1 - Hardware - Power Management | Hardware - Power Management | FCM-1.2kA-014-StdTemp-TMoATT | FlexCharge Manager Hardware Solution – Up to 14 EV Chargers - Standard Env. Temperature (32-122F) - Dual Modem TMobile + AT&T - Metering: 480/600V, 1200A - UL certified - 1 year standard warranty | FCM-0000000000-012-014-ST-C21 | Shell Recharge Solutions | Shell Recharge Solutions |  | 9357.1 | 12886.7925 | 4 months
Shell Recharge Solutions | Category 1 - Hardware - Power Management | Hardware - Power Management | FCM-1.2kA-014-StdTemp-TMoVer | FlexCharge Manager Hardware Solution – Up to 14 EV Chargers - Standard Env. Temperature (32-122F) - Dual Modem TMobile + Verizon - Metering: 480/600V, 1200A - UL certified - 1 year standard warranty | FCM-0000000000-012-014-ST-C23 | Shell Recharge Solutions | Shell Recharge Solutions |  | 9357.1 | 12886.7925 | 4 months
Shell Recharge Solutions | Category 1 - Hardware - Power Management | Hardware - Power Management | FCM-1.2kA-014-StdTemp-Ver | FlexCharge Manager Hardware Solution – Up to 14 EV Chargers - Standard Env. Temperature (32-122F) - Single Modem Verizon - Metering: 480/600V, 1200A - UL certified - 1 year standard warranty | FCM-0000000000-012-014-ST-C30 | Shell Recharge Solutions | Shell Recharge Solutions |  | 8531.17 | 11749.3019 | 4 months
Shell Recharge Solutions | Category 1 - Hardware - Power Management | Hardware - Power Management | FCM-1.2kA-014-StdTemp-VerATT | FlexCharge Manager Hardware Solution – Up to 14 EV Chargers - Standard Env. Temperature (32-122F) - Dual Modem Verzon + AT&T - Metering: 480/600V, 1200A - UL certified - 1 year standard warranty | FCM-0000000000-012-014-ST-C31 | Shell Recharge Solutions | Shell Recharge Solutions |  | 9357.1 | 12886.7925 | 4 months
Shell Recharge Solutions | Category 1 - Hardware - Power Management | Hardware - Power Management | FCM-1.2kA-014-StdTemp-VerTMo | FlexCharge Manager Hardware Solution – Up to 14 EV Chargers - Standard Env. Temperature (32-122F) - Dual Modem Verizon + Tmobile - Metering: 480/600V, 1200A - UL certified - 1 year standard warranty | FCM-0000000000-012-014-ST-C32 | Shell Recharge Solutions | Shell Recharge Solutions |  | 9357.1 | 12886.7925 | 4 months
Shell Recharge Solutions | Category 1 - Hardware - Power Management | Hardware - Power Management | FCM-1.2kA-028-ExtTemp-ATT | FlexCharge Manager Hardware Solution – Up to 28 EV Chargers - Extreme Env. Temperature (-40-140F) - Single Modem AT&T - Metering: 480/600V, 1200A - UL certified - 1 year standard warranty | FCM-0000000000-012-028-EX-C10 | Shell Recharge Solutions | Shell Recharge Solutions |  | 10285.88 | 14165.9245 | 4 months
Shell Recharge Solutions | Category 1 - Hardware - Power Management | Hardware - Power Management | FCM-1.2kA-028-ExtTemp-ATTTMo | FlexCharge Manager Hardware Solution – Up to 28 EV Chargers - Extreme Env. Temperature (-40-140F) - Dual Modem AT&T + TMobile - Metering: 480/600V, 1200A - UL certified - 1 year standard warranty | FCM-0000000000-012-028-EX-C12 | Shell Recharge Solutions | Shell Recharge Solutions |  | 10777.71 | 14843.283 | 4 months
Shell Recharge Solutions | Category 1 - Hardware - Power Management | Hardware - Power Management | FCM-1.2kA-028-ExtTemp-ATTVer | FlexCharge Manager Hardware Solution – Up to 28 EV Chargers - Extreme Env. Temperature (-40-140F) - Dual Modem AT&T + Verizon - Metering: 480/600V, 1200A - UL certified - 1 year standard warranty | FCM-0000000000-012-028-EX-C13 | Shell Recharge Solutions | Shell Recharge Solutions |  | 10777.71 | 14843.283 | 4 months
Shell Recharge Solutions | Category 1 - Hardware - Power Management | Hardware - Power Management | FCM-1.2kA-028-ExtTemp-Bel | FlexCharge Manager Hardware Solution – Up to 28 EV Chargers - Extreme Env. Temperature (-40-140F) - Single Modem Bell - Metering: 480/600V, 1200A - UL certified - 1 year standard warranty | FCM-0000000000-012-028-EX-C40 | Shell Recharge Solutions | Shell Recharge Solutions |  | 10285.88 | 14165.9245 | 4 months
Shell Recharge Solutions | Category 1 - Hardware - Power Management | Hardware - Power Management | FCM-1.2kA-028-ExtTemp-TMo | FlexCharge Manager Hardware Solution – Up to 28 EV Chargers - Extreme Env. Temperature (-40-140F) - Single Modem TMobile - Metering: 480/600V, 1200A - UL certified - 1 year standard warranty | FCM-0000000000-012-028-EX-C20 | Shell Recharge Solutions | Shell Recharge Solutions |  | 10285.88 | 14165.9245 | 4 months
Shell Recharge Solutions | Category 1 - Hardware - Power Management | Hardware - Power Management | FCM-1.2kA-028-ExtTemp-TMoATT | FlexCharge Manager Hardware Solution – Up to 28 EV Chargers - Extreme Env. Temperature (-40-140F) - Dual Modem TMobile + AT&T - Metering: 480/600V, 1200A - UL certified - 1 year standard warranty | FCM-0000000000-012-028-EX-C21 | Shell Recharge Solutions | Shell Recharge Solutions |  | 10777.71 | 14843.283 | 4 months
Shell Recharge Solutions | Category 1 - Hardware - Power Management | Hardware - Power Management | FCM-1.2kA-028-ExtTemp-TMoVer | FlexCharge Manager Hardware Solution – Up to 28 EV Chargers - Extreme Env. Temperature (-40-140F) - Dual Modem TMobile + Verizon - Metering: 480/600V, 1200A - UL certified - 1 year standard warranty | FCM-0000000000-012-028-EX-C23 | Shell Recharge Solutions | Shell Recharge Solutions |  | 10777.71 | 14843.283 | 4 months
Shell Recharge Solutions | Category 1 - Hardware - Power Management | Hardware - Power Management | FCM-1.2kA-028-ExtTemp-Ver | FlexCharge Manager Hardware Solution – Up to 28 EV Chargers - Extreme Env. Temperature (-40-140F) - Single Modem Verizon - Metering: 480/600V, 1200A - UL certified - 1 year standard warranty | FCM-0000000000-012-028-EX-C30 | Shell Recharge Solutions | Shell Recharge Solutions |  | 10285.88 | 14165.9245 | 4 months
Shell Recharge Solutions | Category 1 - Hardware - Power Management | Hardware - Power Management | FCM-1.2kA-028-ExtTemp-VerATT | FlexCharge Manager Hardware Solution – Up to 28 EV Chargers - Extreme Env. Temperature (-40-140F) - Dual Modem Verzon + AT&T - Metering: 480/600V, 1200A - UL certified - 1 year standard warranty | FCM-0000000000-012-028-EX-C31 | Shell Recharge Solutions | Shell Recharge Solutions |  | 10777.71 | 14843.283 | 4 months
Shell Recharge Solutions | Category 1 - Hardware - Power Management | Hardware - Power Management | FCM-1.2kA-028-StdTemp-ATT | FlexCharge Manager Hardware Solution – Up to 28 EV Chargers - Standard Env. Temperature (32-122F) - Single Modem AT&T - Metering: 480/600V, 1200A - UL certified - 1 year standard warranty | FCM-0000000000-012-028-ST-C10 | Shell Recharge Solutions | Shell Recharge Solutions |  | 8999.53 | 12394.3396 | 4 months
Shell Recharge Solutions | Category 1 - Hardware - Power Management | Hardware - Power Management | FCM-1.2kA-028-StdTemp-ATTTMo | FlexCharge Manager Hardware Solution – Up to 28 EV Chargers - Standard Env. Temperature (32-122F) - Dual Modem AT&T + TMobile - Metering: 480/600V, 1200A - UL certified - 1 year standard warranty | FCM-0000000000-012-028-ST-C12 | Shell Recharge Solutions | Shell Recharge Solutions |  | 9862.63 | 13583.0189 | 4 months
Shell Recharge Solutions | Category 1 - Hardware - Power Management | Hardware - Power Management | FCM-1.2kA-028-StdTemp-ATTVer | FlexCharge Manager Hardware Solution – Up to 28 EV Chargers - Standard Env. Temperature (32-122F) - Dual Modem AT&T + Verizon - Metering: 480/600V, 1200A - UL certified - 1 year standard warranty | FCM-0000000000-012-028-ST-C13 | Shell Recharge Solutions | Shell Recharge Solutions |  | 9862.63 | 13583.0189 | 4 months
Shell Recharge Solutions | Category 1 - Hardware - Power Management | Hardware - Power Management | FCM-1.2kA-028-StdTemp-Bel | FlexCharge Manager Hardware Solution – Up to 28 EV Chargers - Standard Env. Temperature (32-122F) - Single Modem Bell - Metering: 480/600V, 1200A - UL certified - 1 year standard warranty | FCM-0000000000-012-028-ST-C40 | Shell Recharge Solutions | Shell Recharge Solutions |  | 8999.53 | 12394.3396 | 4 months
Shell Recharge Solutions | Category 1 - Hardware - Power Management | Hardware - Power Management | FCM-1.2kA-028-StdTemp-TMo | FlexCharge Manager Hardware Solution – Up to 28 EV Chargers - Standard Env. Temperature (32-122F) - Single Modem TMobile - Metering: 480/600V, 1200A - UL certified - 1 year standard warranty | FCM-0000000000-012-028-ST-C20 | Shell Recharge Solutions | Shell Recharge Solutions |  | 8999.53 | 12394.3396 | 4 months
Shell Recharge Solutions | Category 1 - Hardware - Power Management | Hardware - Power Management | FCM-1.2kA-028-StdTemp-TMoATT | FlexCharge Manager Hardware Solution – Up to 28 EV Chargers - Standard Env. Temperature (32-122F) - Dual Modem TMobile + AT&T - Metering: 480/600V, 1200A - UL certified - 1 year standard warranty | FCM-0000000000-012-028-ST-C21 | Shell Recharge Solutions | Shell Recharge Solutions |  | 9862.63 | 13583.0189 | 4 months
Shell Recharge Solutions | Category 1 - Hardware - Power Management | Hardware - Power Management | FCM-1.2kA-028-StdTemp-TMoVer | FlexCharge Manager Hardware Solution – Up to 28 EV Chargers - Standard Env. Temperature (32-122F) - Dual Modem TMobile + Verizon - Metering: 480/600V, 1200A - UL certified - 1 year standard warranty | FCM-0000000000-012-028-ST-C23 | Shell Recharge Solutions | Shell Recharge Solutions |  | 9862.63 | 13583.0189 | 4 months
Shell Recharge Solutions | Category 1 - Hardware - Power Management | Hardware - Power Management | FCM-1.2kA-028-StdTemp-Ver | FlexCharge Manager Hardware Solution – Up to 28 EV Chargers - Standard Env. Temperature (32-122F) - Single Modem Verizon - Metering: 480/600V, 1200A - UL certified - 1 year standard warranty | FCM-0000000000-012-028-ST-C30 | Shell Recharge Solutions | Shell Recharge Solutions |  | 8999.53 | 12394.3396 | 4 months
Shell Recharge Solutions | Category 1 - Hardware - Power Management | Hardware - Power Management | FCM-1.2kA-028-StdTemp-VerATT | FlexCharge Manager Hardware Solution – Up to 28 EV Chargers - Standard Env. Temperature (32-122F) - Dual Modem Verzon + AT&T - Metering: 480/600V, 1200A - UL certified - 1 year standard warranty | FCM-0000000000-012-028-ST-C31 | Shell Recharge Solutions | Shell Recharge Solutions |  | 9862.63 | 13583.0189 | 4 months
Shell Recharge Solutions | Category 1 - Hardware - Power Management | Hardware - Power Management | FCM-1.2kA-028-StdTemp-VerTMo | FlexCharge Manager Hardware Solution – Up to 28 EV Chargers - Standard Env. Temperature (32-122F) - Dual Modem Verizon + Tmobile - Metering: 480/600V, 1200A - UL certified - 1 year standard warranty | FCM-0000000000-012-028-ST-C32 | Shell Recharge Solutions | Shell Recharge Solutions |  | 9862.63 | 13583.0189 | 4 months
Shell Recharge Solutions | Category 2 - Network Services | Network Services - Data | ABB-CHG-CNNCT-YEAR1 | Charger Connect (1st Year) | Project-EVCI | ABB | ABB |  | 225.0548 | 309.9811 | 30 Weeks
Shell Recharge Solutions | Category 2 - Network Services | Software | SKY-L2-1YEAR | SKY-L2 1-year software license |  | Shell Recharge Solutions | Shell Recharge Solutions |  | 390 | 467.6361
Shell Recharge Solutions | Category 2 - Network Services | Software | SKY-L2-2YEAR | SKY-L2 2-year software license |  | Shell Recharge Solutions | Shell Recharge Solutions |  | 756.6 | 907.2141
Shell Recharge Solutions | Category 2 - Network Services | Software | SKY-L2-3YEAR | SKY-L2 3-year software license |  | Shell Recharge Solutions | Shell Recharge Solutions |  | 1099.8 | 1318.7338
Shell Recharge Solutions | Category 2 - Network Services | Software | SKY-L2-4YEAR | SKY-L2 4-year software license |  | Shell Recharge Solutions | Shell Recharge Solutions |  | 1419.6 | 1702.1954
Shell Recharge Solutions | Category 2 - Network Services | Software | SKY-L2-5YEAR | SKY-L2 5-year software license |  | Shell Recharge Solutions | Shell Recharge Solutions |  | 1677 | 2010.8353
Shell Recharge Solutions | Category 2 - Network Services | Software | SKY-L2-10 YEAR | SKY-L2 10-year software license |  | Shell Recharge Solutions | Shell Recharge Solutions |  | 3120 | 3741.0889
Shell Recharge Solutions | Category 2 - Network Services | Software | SKY-DCFC-1YEAR | SKY-DCFC 1-year software license |  | Shell Recharge Solutions | Shell Recharge Solutions |  | 650 | 779.3935
Shell Recharge Solutions | Category 2 - Network Services | Software | SKY-DCFC-2YEAR | SKY-DCFC 2-year software license |  | Shell Recharge Solutions | Shell Recharge Solutions |  | 1261 | 1512.0234
Shell Recharge Solutions | Category 2 - Network Services | Software | SKY-DCFC-3YEAR | SKY-DCFC 3-year software license |  | Shell Recharge Solutions | Shell Recharge Solutions |  | 1833 | 2197.8897
Shell Recharge Solutions | Category 2 - Network Services | Software | SKY-DCFC-4YEAR | SKY-DCFC 4-year software license |  | Shell Recharge Solutions | Shell Recharge Solutions |  | 2366 | 2836.9924
Shell Recharge Solutions | Category 2 - Network Services | Software | SKY-DCFC-5YEAR | SKY-DCFC 5-year software license |  | Shell Recharge Solutions | Shell Recharge Solutions |  | 2795 | 3351.3921
Shell Recharge Solutions | Category 2 - Network Services | Software | SKY-DCFC-10 YEAR | SKY-DCFC 10-year software license |  | Shell Recharge Solutions | Shell Recharge Solutions |  | 5070 | 6235.1481
Shell Recharge Solutions | Category 3 - Installation | Maintenance | SKY Care L2 Single Port Foundation 1 Year | SKY Care Foundation L2 Single Port 1 Year |  | Shell Recharge Solutions | Shell Recharge Solutions |  | 382 | 575.4717
Shell Recharge Solutions | Category 3 - Installation | Maintenance | SKY Care L2 Single Port Foundation 2 Year | SKY Care Foundation L2 Single Port 2 Year |  | Shell Recharge Solutions | Shell Recharge Solutions |  | 764 | 1150.9434
Shell Recharge Solutions | Category 3 - Installation | Maintenance | SKY Care L2 Single Port Foundation 3 Year | SKY Care Foundation L2 Single Port 3 Year |  | Shell Recharge Solutions | Shell Recharge Solutions |  | 1146 | 1726.4151
Shell Recharge Solutions | Category 3 - Installation | Maintenance | SKY Care L2 Single Port Foundation 4 Year | SKY Care Foundation L2 Single Port 4 Year |  | Shell Recharge Solutions | Shell Recharge Solutions |  | 1528 | 2301.8868
Shell Recharge Solutions | Category 3 - Installation | Maintenance | SKY Care L2 Single Foundation Port 5 Year | SKY Care Foundation L2 Single Port 5 Year |  | Shell Recharge Solutions | Shell Recharge Solutions |  | 1910 | 2877.3585
Shell Recharge Solutions | Category 3 - Installation | Maintenance | SKY Care L2 Single Comprehensive 1 Year | SKY Care L2 Single Port Comprehensive (pricing based on 5 year warranty) 1 Year |  | Shell Recharge Solutions | Shell Recharge Solutions |  | 475 | 569.5568
Shell Recharge Solutions | Category 3 - Installation | Maintenance | SKY Care L2 Single Comprehensive 2 Year | SKY Care Comprehensive L2 Single 2 Year |  | Shell Recharge Solutions | Shell Recharge Solutions |  | 950 | 1139.1136
Shell Recharge Solutions | Category 3 - Installation | Maintenance | SKY Care L2 Single Comprehensive 3 Year | SKY Care Comprehensive L2 Single 3 Year |  | Shell Recharge Solutions | Shell Recharge Solutions |  | 1425 | 1708.6704
Shell Recharge Solutions | Category 3 - Installation | Maintenance | SKY Care L2 Single Comprehensive 4 Year | SKY Care Comprehensive L2 Single 4 Year |  | Shell Recharge Solutions | Shell Recharge Solutions |  | 1900 | 2278.2272
Shell Recharge Solutions | Category 3 - Installation | Maintenance | SKY Care L2 Single Comprehensive 5 Year | SKY Care Comprehensive L2 Single 5 Year |  | Shell Recharge Solutions | Shell Recharge Solutions |  | 2375 | 2847.784
Shell Recharge Solutions | Category 3 - Installation | Maintenance | SKY Care L2 Single Critical 1 Year | SKY Care L2 Single Critical (pricing based on 5 year warranty) 1 Year |  | Shell Recharge Solutions | Shell Recharge Solutions |  | 554 | 664.2831
Shell Recharge Solutions | Category 3 - Installation | Maintenance | SKY Care L2 Single Critical 2 Year | SKY Care L2 Single Port (pricing based on 5 year warranty) 2 Year |  | Shell Recharge Solutions | Shell Recharge Solutions |  | 1108 | 1328.5662
Shell Recharge Solutions | Category 3 - Installation | Maintenance | SKY Care L2 Single Critical 3 Year | SKY Care Critical L2 Single Port (pricing based on 5 year warranty) 3 Year |  | Shell Recharge Solutions | Shell Recharge Solutions |  | 1662 | 1992.8493
Shell Recharge Solutions | Category 3 - Installation | Maintenance | SKY Care L2 Single Critical 4 Year | SKY Care L2 Single Port Critical (pricing based on 5 year warranty) 4 Year |  | Shell Recharge Solutions | Shell Recharge Solutions |  | 2216 | 2657.1324
Shell Recharge Solutions | Category 3 - Installation | Maintenance | SKY Care L2 Single Critical 5 Year | SKY Care L2 Single Port Critical (pricing based on 5 year warranty) 5 Year |  | Shell Recharge Solutions | Shell Recharge Solutions |  | 2770 | 3321.4154
Shell Recharge Solutions | Category 3 - Installation | Maintenance | SKY Care L2 Dual Foundation 1 Year | SKY Care Foundation L2 Dual Port 1 Year |  | Shell Recharge Solutions | Shell Recharge Solutions |  | 523 | 720.7547
Shell Recharge Solutions | Category 3 - Installation | Maintenance | SKY Care L2 Dual Foundation 2 Year | SKY Care Foundation L2 Dual Port 2 Year |  | Shell Recharge Solutions | Shell Recharge Solutions |  | 1046 | 1441.5094
Shell Recharge Solutions | Category 3 - Installation | Maintenance | SKY Care L2 Dual Foundation 3 Year | SKY Care Foundation L2 Dual Port 3 Year |  | Shell Recharge Solutions | Shell Recharge Solutions |  | 1569 | 2162.2642
Shell Recharge Solutions | Category 3 - Installation | Maintenance | SKY Care L2 Dual Foundation 4 Year | SKY Care Foundation L2 Dual Port 4 Year |  | Shell Recharge Solutions | Shell Recharge Solutions |  | 2092 | 2883.0189
Shell Recharge Solutions | Category 3 - Installation | Maintenance | SKY Care L2 Dual Foundation 5 Year | SKY Care Foundation L2 Dual Port 5 Year |  | Shell Recharge Solutions | Shell Recharge Solutions |  | 2615 | 3603.7736
Shell Recharge Solutions | Category 3 - Installation | Maintenance | SKY Care L2 Dual Comprehensive 1 Year | SKY Care Comprehensive L2 Dual 1 Year |  | Shell Recharge Solutions | Shell Recharge Solutions |  | 613 | 735.028
Shell Recharge Solutions | Category 3 - Installation | Maintenance | SKY Care L2 Dual Comprehensive 2 Year | SKY Care Comprehensive L2 Dual 2 Year |  | Shell Recharge Solutions | Shell Recharge Solutions |  | 1226 | 1470.0561
Shell Recharge Solutions | Category 3 - Installation | Maintenance | SKY Care L2 Dual Comprehensive 3 Year | SKY Care Comprehensive L2 Dual 3 Year |  | Shell Recharge Solutions | Shell Recharge Solutions |  | 1839 | 2205.0841
Shell Recharge Solutions | Category 3 - Installation | Maintenance | SKY Care L2 Dual Comprehensive 4 Year | SKY Care Comprehensive L2 Dual 4 Year |  | Shell Recharge Solutions | Shell Recharge Solutions |  | 2452 | 2940.1122
Shell Recharge Solutions | Category 3 - Installation | Maintenance | SKY Care L2 Dual Comprehensive 5 Year | SKY Care Comprehensive L2 Dual 5 Year |  | Shell Recharge Solutions | Shell Recharge Solutions |  | 3065 | 3675.1402
Shell Recharge Solutions | Category 3 - Installation | Maintenance | SKY Care L2 Dual Critical 1 Year | SKY Care Critical L2 Dial Port (pricing based on 5 year warranty) 1 Year |  | Shell Recharge Solutions | Shell Recharge Solutions |  | 865 | 1037.1929
Shell Recharge Solutions | Category 3 - Installation | Maintenance | SKY Care L2 Dual Critical 2 Year | SKY Care L2 Dual Port Critical (pricing based on 5 year warranty) 2 Year |  | Shell Recharge Solutions | Shell Recharge Solutions |  | 1730 | 2074.3858
Shell Recharge Solutions | Category 3 - Installation | Maintenance | SKY Care L2 Dual Critical 3 Year | SKY Care L2 Dual Port Critical (pricing based on 5 year warranty) 3 Year |  | Shell Recharge Solutions | Shell Recharge Solutions |  | 2595 | 3111.5787
Shell Recharge Solutions | Category 3 - Installation | Maintenance | SKY Care L2 Dual Critical 4 Year | SKY Care L2 Dual Port Critical (pricing based on 5 year warranty) 4 Year |  | Shell Recharge Solutions | Shell Recharge Solutions |  | 3460 | 4148.7716
Shell Recharge Solutions | Category 3 - Installation | Maintenance | SKY Care L2 Dual Critical 5 Year | SKY Care L2 Dual Port Critical (pricing based on 5 year warranty) 5 Year |  | Shell Recharge Solutions | Shell Recharge Solutions |  | 4325 | 5185.9646
Shell Recharge Solutions | Category 3 - Installation | Maintenance | SKY Care DCFC Foundation 1 Year | SKY Care Foundation DCFC 1 Year |  | Shell Recharge Solutions | Shell Recharge Solutions |  | 1483 | 2043.3962
Shell Recharge Solutions | Category 3 - Installation | Maintenance | SKY Care DCFC Foundation 2 Year | SKY Care Foundation DCFC 2 Year |  | Shell Recharge Solutions | Shell Recharge Solutions |  | 2966 | 4086.7925
Shell Recharge Solutions | Category 3 - Installation | Maintenance | SKY Care DCFC Foundation 3 Year | SKY Care Foundation DCFC 3 Year |  | Shell Recharge Solutions | Shell Recharge Solutions |  | 4449 | 6130.1887
Shell Recharge Solutions | Category 3 - Installation | Maintenance | SKY Care DCFC Foundation 4 Year | SKY Care Foundation DCFC 4 Year |  | Shell Recharge Solutions | Shell Recharge Solutions |  | 5932 | 8173.5849
Shell Recharge Solutions | Category 3 - Installation | Maintenance | SKY Care DCFC Foundation 5 Year | SKY Care Foundation DCFC 5 Year |  | Shell Recharge Solutions | Shell Recharge Solutions |  | 7415 | 10216.9811
Shell Recharge Solutions | Category 3 - Installation | Maintenance | SKY Care DCFC Comprehensive 1 Year | SKY Care DCFC Comprehensive (pricing based on 5 year warranty) 1 year |  | Shell Recharge Solutions | Shell Recharge Solutions |  | 2891 | 3466.5025
Shell Recharge Solutions | Category 3 - Installation | Maintenance | SKY Care DCFC Comprehensive 2 Year | SKY Care DCFC Comprehensive (pricing based on 5 year warranty) 2 year |  | Shell Recharge Solutions | Shell Recharge Solutions |  | 7921.34 | 9498.217
Shell Recharge Solutions | Category 3 - Installation | Maintenance | SKY Care DCFC Comprehensive 3 Year | SKY Care DCFC Comprehensive (pricing based on 5 year warranty) 3 year |  | Shell Recharge Solutions | Shell Recharge Solutions |  | 8673 | 10399.5076
Shell Recharge Solutions | Category 3 - Installation | Maintenance | SKY Care DCFC Comprehensive 4 Year | SKY Care DCFC Comprehensive (pricing based on 5 year warranty) 4 year |  | Shell Recharge Solutions | Shell Recharge Solutions |  | 11564 | 13866.0102
Shell Recharge Solutions | Category 3 - Installation | Maintenance | SKY Care DCFC Comprehensive 5 Year | SKY Care DCFC Comprehensive (pricing based on 5 year warranty) 5 year |  | Shell Recharge Solutions | Shell Recharge Solutions |  | 14455 | 17332.5127
Shell Recharge Solutions | Category 3 - Installation | Maintenance | SKY Care DCFC Critical 1 Year | SKY Care DCFC Critical 1 Year - (pricing based on 5 year warranty) |  | Shell Recharge Solutions | Shell Recharge Solutions |  | 3923 | 4703.9396
Shell Recharge Solutions | Category 3 - Installation | Maintenance | SKY Care DCFC Critical 2 Year | SKY Care DCFC Critical 2 Year - (pricing based on 5 year warranty) |  | Shell Recharge Solutions | Shell Recharge Solutions |  | 7846 | 9407.8793
Shell Recharge Solutions | Category 3 - Installation | Maintenance | SKY Care DCFC Critical 3 Year | SKY Care DCFC Critical 3-Year - (pricing based on 5 year warranty) |  | Shell Recharge Solutions | Shell Recharge Solutions |  | 11769 | 14111.8189
Shell Recharge Solutions | Category 3 - Installation | Maintenance | SKY Care DCFC Critical 4 Year | SKY Care DCFC Critical 4-Year - (pricing based on 5 year warranty) |  | Shell Recharge Solutions | Shell Recharge Solutions |  | 15692 | 18815.7586
Shell Recharge Solutions | Category 3 - Installation | Maintenance | SKY Care DCFC Critical 5 Year | SKY Care DCFC Critical 5-Year - (pricing based on 5 year warranty) |  | Shell Recharge Solutions | Shell Recharge Solutions |  | 19615 | 23519.6982
Shell Recharge Solutions | Category 3 - Installation | Maintenance | SKY Care HP Dispenser Foundation 1 Year | SKY Care Foundation HP Dispenser 1 Year |  | Shell Recharge Solutions | Shell Recharge Solutions |  | 1483 | 2043.3962
Shell Recharge Solutions | Category 3 - Installation | Maintenance | SKY Care HP Dispenser Foundation 2 Year | SKY Care Foundation HP Dispenser 2 Year |  | Shell Recharge Solutions | Shell Recharge Solutions |  | 2966 | 4086.7925
Shell Recharge Solutions | Category 3 - Installation | Maintenance | SKY Care HP Dispenser Foundation 3 Year | SKY Care Foundation HP Dispenser 3 Year |  | Shell Recharge Solutions | Shell Recharge Solutions |  | 4449 | 6130.1887
Shell Recharge Solutions | Category 3 - Installation | Maintenance | SKY Care HP Dispenser Foundation 4 Year | SKY Care Foundation HP Dispenser 4 Year |  | Shell Recharge Solutions | Shell Recharge Solutions |  | 5932 | 8173.5849
Shell Recharge Solutions | Category 3 - Installation | Maintenance | SKY Care HP Dispenser Foundation 5 Year | SKY Care Foundation HP Dispenser 5 Year |  | Shell Recharge Solutions | Shell Recharge Solutions |  | 7415 | 10216.9811
Shell Recharge Solutions | Category 3 - Installation | Maintenance | SKY Care HP Dispenser Comprehensive 1 Year | SKY Care HP Dispenser Comprehensive (pricing based on 5 year warranty) 1 year |  | Shell Recharge Solutions | Shell Recharge Solutions |  | 4144 | 4968.9334
Shell Recharge Solutions | Category 3 - Installation | Maintenance | SKY Care HP Dispenser Comprehensive 2 Year | SKY Care HP Dispenser Comprehensive 2-Year (pricing based on 5 year warranty) |  | Shell Recharge Solutions | Shell Recharge Solutions |  | 8288 | 9937.8669
Shell Recharge Solutions | Category 3 - Installation | Maintenance | SKY Care HP Dispenser Comprehensive 3 Year | SKY Care HP Dispenser Comprehensive (pricing based on 5 year warranty) 3 year |  | Shell Recharge Solutions | Shell Recharge Solutions |  | 12432 | 14906.8003
Shell Recharge Solutions | Category 3 - Installation | Maintenance | SKY Care HP Dispenser Comprehensive 4 Year | SKY Care HP Dispenser Comprehensive (pricing based on 5 year warranty) 4 year |  | Shell Recharge Solutions | Shell Recharge Solutions |  | 16576 | 19875.7337
Shell Recharge Solutions | Category 3 - Installation | Maintenance | SKY Care HP Dispenser Comprehensive 5 Year | SKY Care HP Dispenser Comprehensive (pricing based on 5 year warranty) 5 year |  | Shell Recharge Solutions | Shell Recharge Solutions |  | 20720 | 24844.6672
Shell Recharge Solutions | Category 3 - Installation | Maintenance | SKY Care HP Dispenser Critical 1 Year | SKY Care HP Dispenser Critical 1-Year (pricing based on 5 year warranty) |  | Shell Recharge Solutions | Shell Recharge Solutions |  | 5739 | 6881.4452
Shell Recharge Solutions | Category 3 - Installation | Maintenance | SKY Care HP Dispenser Critical 2 Year | SKY Care HP Dispenser Critical 2-Year (pricing based on 5 year warranty) |  | Shell Recharge Solutions | Shell Recharge Solutions |  | 11478 | 13762.8904
Shell Recharge Solutions | Category 3 - Installation | Maintenance | SKY Care HP Dispenser Critical 3 Year | SKY Care HP Dispenser Critical 3-Year (pricing based on 5 year warranty) |  | Shell Recharge Solutions | Shell Recharge Solutions |  | 17217 | 20644.3356
Shell Recharge Solutions | Category 3 - Installation | Maintenance | SKY Care HP Dispenser Critical 4 Year | SKY Care HP Dispenser Critical 4-Year (pricing based on 5 year warranty) |  | Shell Recharge Solutions | Shell Recharge Solutions |  | 22956 | 27525.7809
Shell Recharge Solutions | Category 3 - Installation | Maintenance | SKY Care HP Dispenser Critical 5 Year | SKY Care HP Dispenser Critical 5-Year (pricing based on 5 year warranty) |  | Shell Recharge Solutions | Shell Recharge Solutions |  | 28695 | 34407.2261
Shell Recharge Solutions | Category 3 - Installation | Maintenance | SKY Care HP Tower Foundation 1 Year | SKY Care Foundation HP Tower 1 Year |  | Shell Recharge Solutions | Shell Recharge Solutions |  | 840 | 1156.6038
Shell Recharge Solutions | Category 3 - Installation | Maintenance | SKY Care HP Tower Foundation 2 Year | SKY Care Foundation HP Tower 2 Year |  | Shell Recharge Solutions | Shell Recharge Solutions |  | 1680 | 2313.2075
Shell Recharge Solutions | Category 3 - Installation | Maintenance | SKY Care HP Tower Foundation 3 Year | SKY Care Foundation HP Tower 3 Year |  | Shell Recharge Solutions | Shell Recharge Solutions |  | 2520 | 3469.8113
Shell Recharge Solutions | Category 3 - Installation | Maintenance | SKY Care HP Tower Foundation 4 Year | SKY Care Foundation HP Tower 4 Year |  | Shell Recharge Solutions | Shell Recharge Solutions |  | 3360 | 4626.4151
Shell Recharge Solutions | Category 3 - Installation | Maintenance | SKY Care HP Tower Foundation 5 Year | SKY Care Foundation HP Tower 5 Year |  | Shell Recharge Solutions | Shell Recharge Solutions |  | 4200 | 5783.0189
Shell Recharge Solutions | Category 3 - Installation | Maintenance | SKY Care HP Tower Comprehensive 1 Year | SKY Care Comprehensive HP Tower 1 Year |  | Shell Recharge Solutions | Shell Recharge Solutions |  | 2177 | 2610.3687
Shell Recharge Solutions | Category 3 - Installation | Maintenance | SKY Care HP Tower Comprehensive 2 Year | SKY Care Comprehensive HP Tower 2 Year |  | Shell Recharge Solutions | Shell Recharge Solutions |  | 4354 | 5220.7375
Shell Recharge Solutions | Category 3 - Installation | Maintenance | SKY Care HP Tower Comprehensive 3 Year | SKY Care Comprehensive HP Tower 3 Year |  | Shell Recharge Solutions | Shell Recharge Solutions |  | 6531 | 7831.1062
Shell Recharge Solutions | Category 3 - Installation | Maintenance | SKY Care HP Tower Comprehensive 4 Year | SKY Care Comprehensive HP Tower 4 Year |  | Shell Recharge Solutions | Shell Recharge Solutions |  | 8708 | 10441.475
Shell Recharge Solutions | Category 3 - Installation | Maintenance | SKY Care HP Tower Comprehensive 5 Year | SKY Care Comprehensive HP Tower 5 Year |  | Shell Recharge Solutions | Shell Recharge Solutions |  | 10885 | 13051.8437
Shell Recharge Solutions | Category 3 - Installation | Maintenance | SKY Care HP Tower Critical 1 Year | SKY Care HP Tower Critical (pricing based on 5 year warranty) 1 Year |  | Shell Recharge Solutions | Shell Recharge Solutions |  | 2553 | 3061.2179
Shell Recharge Solutions | Category 3 - Installation | Maintenance | SKY Care HP Tower Critical 2 Year | SKY Care Critical HP Tower 2 Year |  | Shell Recharge Solutions | Shell Recharge Solutions |  | 5106 | 6122.4358
Shell Recharge Solutions | Category 3 - Installation | Maintenance | SKY Care HP Tower Critical 3 Year | SKY Care Critical HP Tower 3 Year |  | Shell Recharge Solutions | Shell Recharge Solutions |  | 7659 | 9183.6538
Shell Recharge Solutions | Category 3 - Installation | Maintenance | SKY Care HP Tower Critical 4 Year | SKY Care Critical HP Tower 4 Year |  | Shell Recharge Solutions | Shell Recharge Solutions |  | 10212 | 12244.8717
Shell Recharge Solutions | Category 3 - Installation | Maintenance | SKY Care HP Tower Critical 5 Year | SKY Care HP Tower Critical (pricing based on 5 year warranty) 5 Year |  | Shell Recharge Solutions | Shell Recharge Solutions |  | 12765 | 15306.0896
Shell Recharge Solutions | Category 3 - Installation | Maintenance | SKY Care HP Simultaneous Dispenser Foundation 1 Year | SKY Care HP Simultaneous Dispenser Foundation (pricing based on 5 year warranty) 1 Year |  | Shell Recharge Solutions | Shell Recharge Solutions |  | 2317.5 | 2552.8302
Shell Recharge Solutions | Category 3 - Installation | Maintenance | SKY Care HP Simultaneous Dispenser Foundation 2 Year | SKY Care HP Simultaneous Dispenser Foundation (pricing based on 5 year warranty) 2 Year |  | Shell Recharge Solutions | Shell Recharge Solutions |  | 3708 | 5105.6604
Shell Recharge Solutions | Category 3 - Installation | Maintenance | SKY Care HP Simultaneous Dispenser Foundation 3 Year | SKY Care HP Simultaneous Dispenser Foundation (pricing based on 5 year warranty) 3 Year |  | Shell Recharge Solutions | Shell Recharge Solutions |  | 5562 | 7658.4906
Shell Recharge Solutions | Category 3 - Installation | Maintenance | SKY Care HP Simultaneous Dispenser Foundation 4 Year | SKY Care HP Simultaneous Dispenser Foundation (pricing based on 5 year warranty) 4 Year |  | Shell Recharge Solutions | Shell Recharge Solutions |  | 7416 | 10211.3208
Shell Recharge Solutions | Category 3 - Installation | Maintenance | SKY Care HP Simultaneous Dispenser Foundation 5 Year | SKY Care HP Simultaneous Dispenser Foundation (pricing based on 5 year warranty) 5 Year |  | Shell Recharge Solutions | Shell Recharge Solutions |  | 9270 | 12764.1509
Shell Recharge Solutions | Category 3 - Installation | Maintenance | SKY Care HP Simultaneous Dispenser Comprehensive 1 Year | SKY Care HP Simultaneous Dispenser Comprehensive (pricing based on 5 year warranty) 1 Year |  | Shell Recharge Solutions | Shell Recharge Solutions |  | 5181 | 6212.3659
Shell Recharge Solutions | Category 3 - Installation | Maintenance | SKY Care HP Simultaneous Dispenser Comprehensive 2 Year | SKY Care HP Simultaneous Dispenser Comprehensive (pricing based on 5 year warranty) 2 Year |  | Shell Recharge Solutions | Shell Recharge Solutions |  | 10362 | 12424.7317
Shell Recharge Solutions | Category 3 - Installation | Maintenance | SKY Care HP Simultaneous Dispenser Comprehensive 3 Year | SKY Care HP Simultaneous Dispenser Comprehensive (pricing based on 5 year warranty) 3 Year |  | Shell Recharge Solutions | Shell Recharge Solutions |  | 15543 | 18637.0976
Shell Recharge Solutions | Category 3 - Installation | Maintenance | SKY Care HP Simultaneous Dispenser Comprehensive 4 Year | SKY Care HP Simultaneous Dispenser Comprehensive (pricing based on 5 year warranty) 4 Year |  | Shell Recharge Solutions | Shell Recharge Solutions |  | 20724 | 24849.4634
Shell Recharge Solutions | Category 3 - Installation | Maintenance | SKY Care HP Simultaneous Dispenser Comprehensive 5 Year | SKY Care HP Simultaneous Dispenser Comprehensive (pricing based on 5 year warranty) 5 Year |  | Shell Recharge Solutions | Shell Recharge Solutions |  | 25905 | 31061.8293
Shell Recharge Solutions | Category 3 - Installation | Maintenance | SKY Care HP Simultaneous Dispenser Critical 1 Year | SKY Care HP Simultaneous Dispenser Critical (pricing based on 5 year warranty) 1 Year |  | Shell Recharge Solutions | Shell Recharge Solutions |  | 7174 | 8602.1063
Shell Recharge Solutions | Category 3 - Installation | Maintenance | SKY Care HP Simultaneous Dispenser Critical 2 Year | SKY Care HP Simultaneous Dispenser Critical (pricing based on 5 year warranty) 2 Year |  | Shell Recharge Solutions | Shell Recharge Solutions |  | 14348 | 17204.2126
Shell Recharge Solutions | Category 3 - Installation | Maintenance | SKY Care HP Simultaneous Dispenser Critical 3 Year | SKY Care HP Simultaneous Dispenser Critical (pricing based on 5 year warranty) 3 Year |  | Shell Recharge Solutions | Shell Recharge Solutions |  | 21522 | 25806.3189
Shell Recharge Solutions | Category 3 - Installation | Maintenance | SKY Care HP Simultaneous Dispenser Critical 4 Year | SKY Care HP Simultaneous Dispenser Critical (pricing based on 5 year warranty) 4 Year |  | Shell Recharge Solutions | Shell Recharge Solutions |  | 28696 | 34408.4251
Shell Recharge Solutions | Category 3 - Installation | Maintenance | SKY Care HP Simultaneous Dispenser Critical 5 Year | SKY Care HP Simultaneous Dispenser Critical (pricing based on 5 year warranty) 5 Year |  | Shell Recharge Solutions | Shell Recharge Solutions |  | 35870 | 43010.5314
Shell Recharge Solutions | Category 3 - Installation | Maintenance | SKY Care Utilities 1 Year | SKY Care Utilities 1 Year |  | Shell Recharge Solutions | Shell Recharge Solutions |  | 99 | 99
Shell Recharge Solutions | Category 3 - Installation | Maintenance | SKY Care Utilities 2 Year | SKY Care Utilities 2 Year |  | Shell Recharge Solutions | Shell Recharge Solutions |  | 198 | 198
Shell Recharge Solutions | Category 3 - Installation | Maintenance | SKY Care Utilities 3 Year | SKY Care Utilities 3 Year |  | Shell Recharge Solutions | Shell Recharge Solutions |  | 297 | 297
Shell Recharge Solutions | Category 3 - Installation | Maintenance | SKY Care Utilities 4 Year | SKY Care Utilities 4 Year |  | Shell Recharge Solutions | Shell Recharge Solutions |  | 396 | 396
Shell Recharge Solutions | Category 3 - Installation | Maintenance | SKY Care Utilities 5 Year | SKY Care Utilities 5 Year |  | Shell Recharge Solutions | Shell Recharge Solutions |  | 495 | 495
Shell Recharge Solutions | Category 3 - Installation | Engineering | SVC-FCM-BESScstint-NON | Battery Energy Storage System Integration Service - Shell Recharge Solutions Non-Approved BESS | FCM-BESSstdint-SVC | Shell Recharge Solutions | Shell Recharge Solutions |  | 65760 | 90566.0377
Shell Recharge Solutions | Category 3 - Installation | Engineering | SVC-FCM-BESSstdint | Battery Energy Storage System Integration Service - Shell Recharge Solutions Approved BESS | FCM-BESSstdint-SVC | Shell Recharge Solutions | Shell Recharge Solutions |  | 2740 | 3773.5849
Shell Recharge Solutions | Category 3 - Installation | Engineering | SVC-FCM-INSTALL | Design and install services to implement FlexCharge Manager on site. Rate: $200/hr. Request quote. | FCM-Install | Shell Recharge Solutions | Shell Recharge Solutions |  | 274 | 377.3585
Shell Recharge Solutions | Category 3 - Installation | Engineering | Engineering: Design Drawings, Load Calculations, Plan Check, & Permit | Engineering: Design Drawings, Load Calculations, Plan Check, & Permit | SVC-Engineering | Shell Recharge Solutions | Shell Recharge Solutions |  | Cost + 10% | Cost + 20% | -
Shell Recharge Solutions | Category 3 - Installation | Engineering | Engineering: 30-Day Data Logging | Engineering: 30-Day Data Logging | SVC-Engineering | Shell Recharge Solutions | Shell Recharge Solutions |  | Cost + 10% | Cost + 20% | -
Shell Recharge Solutions | Category 3 - Installation | Engineering | Engineering: Project Management | Engineering: Project Management | SVC-Engineering | Shell Recharge Solutions | Shell Recharge Solutions |  | Cost + 15% | Cost + 25% | -
Shell Recharge Solutions | Category 3 - Installation | Installation | Installation: Construction Equipment & Labor | Installation: Construction Equipment & Labor | SVC-Install - Metro Area | Shell Recharge Solutions | Shell Recharge Solutions |  | Cost + 10% | Cost + 20% | -
Shell Recharge Solutions | Category 3 - Installation | Installation | Installation - Project Management | Installation - Project Management | SVC-Install - Metro Area | Shell Recharge Solutions | Shell Recharge Solutions |  | Cost + 15% | Cost + 25% | -
Shell Recharge Solutions | Category 3 - Installation | Installation | Installation: Construction Equipment & Labor | Installation: Construction Equipment & Labor | SVC-Install - Rural Area (> 2 Hr R/T) | Shell Recharge Solutions | Shell Recharge Solutions |  | Cost + 10% | Cost + 20% | -
Shell Recharge Solutions | Category 3 - Installation | Installation | Installation - Project Management | Installation - Project Management | SVC-Install - Rural Area (> 2 Hr R/T) | Shell Recharge Solutions | Shell Recharge Solutions |  | Cost + 15% | Cost + 25% | -
Shell Recharge Solutions | Category 3 - Installation | Installation | Harmonics Study- Data Logging Installation and Ongoing Reporting | Harmonics Study- Data Logging Installation and Ongoing Reporting | SVC-Install - Metro Area | Shell Recharge Solutions | Shell Recharge Solutions |  | Cost + 10% | Cost + 20% | -
Shell Recharge Solutions | Category 3 - Installation | Installation | Solar Panels/Equipment - Solar Panels/Inverter/Equipment related to EVSE projects with PV | Solar Panels/Equipment - Solar Panels/Inverter/Equipment related to EVSE projects with PV | SVC-Install - Metro Area | Shell Recharge Solutions | Shell Recharge Solutions |  | Cost + 10% | Cost + 20% | -
Shell Recharge Solutions | Category 3 - Installation | Installation | Energy Storage Batteries/Equipment - Battery/Inverter/Equipment related to EVSE projects with Energy Storage | Energy Storage Batteries/Equipment - Battery/Inverter/Equipment related to EVSE projects with Energy Storage | SVC-Install - Metro Area | Shell Recharge Solutions | Shell Recharge Solutions |  | Cost + 10% | Cost + 20% | -
Shell Recharge Solutions | Category 3 - Installation | Engineering | Harmonics Study- Data Logging Installation and Ongoing Reporting | Harmonics Study- Data Logging Installation and Ongoing Reporting | SVC-Install - Rural Area (> 2 Hr R/T) | Shell Recharge Solutions | Shell Recharge Solutions |  | Cost + 15% | Cost + 25% | -
Shell Recharge Solutions | Category 3 - Installation | Installation | Solar Panels/Equipment - Solar Panels/Inverter/Equipment related to EVSE projects with PV | Solar Panels/Equipment - Solar Panels/Inverter/Equipment related to EVSE projects with PV | SVC-Install - Rural Area (> 2 Hr R/T) | Shell Recharge Solutions | Shell Recharge Solutions |  | Cost + 15% | Cost + 25% | -
Shell Recharge Solutions | Category 3 - Installation | Installation | Energy Storage Batteries/Equipment - Battery/Inverter/Equipment related to EVSE projects with Energy Storage | Energy Storage Batteries/Equipment - Battery/Inverter/Equipment related to EVSE projects with Energy Storage | SVC-Install - Rural Area (> 2 Hr R/T) | Shell Recharge Solutions | Shell Recharge Solutions |  | Cost + 15% | Cost + 25% | -