## Awarded Vendors
Electric Vehicle Supply Equipment (EVSE) 04016
Price List
Awarded Vendors:
BROADBAND TELCOM POWER, INC. (BTC Power)
Moser Services Group (EV Connect)
ZECO SYSTEMS, INC. (Shell Recharge Solutions)
PUGET SOUND SOLAR LLC (PSS)
Freewire Technologies Inc. (Freewire)

## BTC Power
COMPANY NAME | CATEGORY | TYPE OF PRODUCT (EX. Type of Charger, hardware, software, etc. ) | PRODUCT NAME | PRODUCT DESCRIPTION | MODEL | MANUFACTURER | BRAND | PRODUCT CERTIFICATIONS | CONTRACT COST | MSRP | # OF DAYS FOR DELIVERY AFTER ORDER RECEIPT | NOTES FOR TO CUSTOMERS
BTCPower | 1 | DC Fast Charger - Power Enclosure Cabinet | High-Powered DC Fast Charger (DCFC) Power Enclosure | This is part of a DCFC modular system capable of charging Electric Vehicles up to 350kW in Direct Current. Product is comprised of Power Enclosure, which houses the power engine and a Dispenser. This specific component is a 100kW Power enclosure - Level 4 Tower 100kW 480VAC 2 Dispenser model | HPCT-100-480-2 | BTCPower | SAME | Certificed by Intertek (ETL) - Authorization to Mark included with this new product submission. | 27795 | 32700 | Current Lead time is 150 days.
BTCPower | 1 | DC Fast Charger - Power Enclosure Cabinet | High-Powered DC Fast Charger (DCFC) Power Enclosure | This is part of a DCFC modular system capable of charging Electric Vehicles up to 350kW in Direct Current. Product is comprised of Power Enclosure, which houses the power engine and a Dispenser. This specific component is a 100kW Power enclosure - Level 4 Tower 150kW 480VAC 3 Dispenser model | HPCT-150-480-3 | BTCPower | SAME | Certificed by Intertek (ETL) - Authorization to Mark included with this new product submission. | 35190 | 41400 | Current Lead time is 150 days.
BTCPower | 1 | DC Fast Charger - Power Enclosure Cabinet | High-Powered DC Fast Charger (DCFC) Power Enclosure | This is part of a DCFC modular system capable of charging Electric Vehicles up to 350kW in Direct Current. Product is comprised of Power Enclosure, which houses the power engine and a Dispenser. This specific component is a 200kW Power enclosure - Level 4 Tower 200kW 480VAC 4 Dispenser model | HPCT-200-480-4 | BTCPower | SAME | Certificed by Intertek (ETL) - Authorization to Mark included with this new product submission. | 44200 | 52000 | Current Lead time is 150 days.
BTCPower | 1 | DC Fast Charger - Low-Power Dispenser | 125A Level 4 Dispenser CHAdeMO/CCS1 | This is part of a DCFC modular system capable of charging Electric Vehicles up to 350kW in Direct Current. Product is comprised of Power Enclosure, which houses the power engine and a Dispenser. This specific component is the HPC Dispenser capable of delivering 50kW through 125A connectors. | HPCD1-125-01 | BTCPower | SAME | Certificed by Intertek (ETL) - Authorization to Mark included with this new product submission. | 22610 | 26600 | Current Lead time is 150 days.
BTCPower | 1 | DC Fast Charger - Mid-Power Dispenser | 200A Level 4 Dispenser CHAdeMO/CCS1 | This is part of a DCFC modular system capable of charging Electric Vehicles up to 350kW in Direct Current. Product is comprised of Power Enclosure, which houses the power engine and a Dispenser. This specific component is the HPC Dispenser capable of delivering 100kW through 200A connectors. | HPCD1-200-01 | BTCPower | SAME | Certificed by Intertek (ETL) - Authorization to Mark included with this new product submission. | 26690 | 31400 | Current Lead time is 150 days.
BTCPower | 1 | DC Fast Charger - High-Power Dispenser | 350A Level 4 Dispenser CHAdeMO/CCS1 | This is part of a DCFC modular system capable of charging Electric Vehicles up to 350kW in Direct Current. Product is comprised of Power Enclosure, which houses the power engine and a Dispenser. This specific component is the HPC Dispenser capable of delivering 200kW (SAE Side Only) through 200A (Chademo) and 500A (CCS-1, Huber/Suhner Liquid Cooled connectors. | HPCD1-350-01 | BTCPower | SAME | Certificed by Intertek (ETL) - Authorization to Mark included with this new product submission. | 29070 | 34200 | Current Lead time is 150 days.
BTCPower | 2 | DC Fast Charger - High-Power Dispenser Network Mgmt and Reporting Services | 350A Level 4 Dispenser CHAdeMO/CCS1 | This is part of a DCFC modular system capable of charging Electric Vehicles up to 350kW in Direct Current. Product is comprised of Power Enclosure, which houses the power engine and a Dispenser. | N/A - This line item is the NMS to operate. | BTCPower | SAME | Not Applicable | $27.50 per port, per month | 40 | Not Applicable
BTCPower | 3 | DC Fast Charger - High-Power Enclosure and Dispenser - Delivery, Installation, Provisioning, Commissioning Services | Not Applicable | This is the cost to deliver, wiring, commissioning and testing of the HPC-DCFC system at the site location. | N/A - This line item is for installation services | BTCPower | SAME | Not Applicable | 2422.5 | 2850 | Not Applicable | This costs is based upon a configuration of One (1) Power Enclosure and two (2) HPC Dispeners. Additional charges could apply based on the configuration.

## EVConnect
ITEM # | COMPANY NAME | CATEGORY | TYPE OF PRODUCT (EX. Type of Charger, hardware, software, etc. ) | PRODUCT NAME | PRODUCT DESCRIPTION | MODEL | MANUFACTURER | BRAND | PRODUCT CERTIFICATIONS | CONTRACT COST | MSRP | # OF DAYS FOR DELIVERY AFTER ORDER RECEIPT | NOTES FOR TO CUSTOMERS
1 | Moser Services Group, LLC dba EV Charge Solutions | Category 1 | Level 2, Bollard Mount, Single, Gateway | CHARGEPOINT CT4011-GW1 | Level 2, Bollard Mount, Single, Gateway | CT4011-GW1 | CHARGEPOINT | CHARGEPOINT | UL, cUL, ENERGY STAR® | 5618.8 | 6385 | 5-10 Days | 1-Year Warranty
2 | Moser Services Group, LLC dba EV Charge Solutions | Category 1 | Level 2, Wall Mount, Single, Gateway | CHARGEPOINT CT4013-GW1 | Level 2, Wall Mount, Single, Gateway | CT4013-GW1 | CHARGEPOINT | CHARGEPOINT | UL, cUL, ENERGY STAR® | 5618.8 | 6385 | 5-10 Days | 1-Year Warranty
3 | Moser Services Group, LLC dba EV Charge Solutions | Category 1 | Level 2, Bollard Mount, Dual, Gateway | CHARGEPOINT CT4021-GW1 | Level 2, Bollard Mount, Dual, Gateway | CT4021-GW1 | CHARGEPOINT | CHARGEPOINT | UL, cUL, ENERGY STAR® | 8087.2 | 9190 | 5-10 Days | 1-Year Warranty
4 | Moser Services Group, LLC dba EV Charge Solutions | Category 1 | Level 2, Wall Mount, Dual, Gateway | CHARGEPOINT CT4023-GW1 | Level 2, Wall Mount, Dual, Gateway | CT4023-GW1 | CHARGEPOINT | CHARGEPOINT | UL, cUL, ENERGY STAR® | 8087.2 | 9190 | 5-10 Days | 1-Year Warranty
5 | Moser Services Group, LLC dba EV Charge Solutions | Category 1 | Level 2, Bollard Mount, Dual, Gateway | CHARGEPOINT CT4025-GW1 | Level 2, Bollard Mount, Dual, Gateway | CT4025-GW1 | CHARGEPOINT | CHARGEPOINT | UL, cUL, ENERGY STAR® | 9209.2 | 10465 | 5-10 Days | 1-Year Warranty
6 | Moser Services Group, LLC dba EV Charge Solutions | Category 1 | Level 2, Wall Mount, Dual, Gateway | CHARGEPOINT CT4027-GW1 | Level 2, Wall Mount, Dual, Gateway | CT4027-GW1 | CHARGEPOINT | CHARGEPOINT | UL, cUL, ENERGY STAR® | 9209.2 | 10465 | 5-10 Days | 1-Year Warranty
7 | Moser Services Group, LLC dba EV Charge Solutions | Category 2 | Commercial Cloud Plan 1 Year | CHARGEPOINT Cloud Plan | 1 Year Pre-Paid Commercial Cloud Plan | CPCLD-COMM-1 | CHARGEPOINT | CHARGEPOINT | UL, cUL, ENERGY STAR® | 345 | 345 | 5-10 Days
8 | Moser Services Group, LLC dba EV Charge Solutions | Category 2 | Commercial Cloud Plan 2 Year | CHARGEPOINT Cloud Plan | 2 Year Pre-Paid Commercial Cloud Plan | CPCLD-COMM-2 | CHARGEPOINT | CHARGEPOINT | UL, cUL, ENERGY STAR® | 660 | 660 | 5-10 Days
9 | Moser Services Group, LLC dba EV Charge Solutions | Category 2 | Commercial Cloud Plan 3 Year | CHARGEPOINT Cloud Plan | 3 Year Pre-Paid Commercial Cloud Plan | CPCLD-COMM-3 | CHARGEPOINT | CHARGEPOINT | UL, cUL, ENERGY STAR® | 935 | 935 | 5-10 Days
10 | Moser Services Group, LLC dba EV Charge Solutions | Category 2 | Commercial Cloud Plan 4 Year | CHARGEPOINT Cloud Plan | 4 Year Pre-Paid Commercial Cloud Plan | CPCLD-COMM-4 | CHARGEPOINT | CHARGEPOINT | UL, cUL, ENERGY STAR® | 1175 | 1175 | 5-10 Days
11 | Moser Services Group, LLC dba EV Charge Solutions | Category 2 | Commercial Cloud Plan 5 Year | CHARGEPOINT Cloud Plan | 5 Year Pre-Paid Commercial Cloud Plan | CPCLD-COMM-5 | CHARGEPOINT | CHARGEPOINT | UL, cUL, ENERGY STAR® | 1385 | 1385 | 5-10 Days
12 | Moser Services Group, LLC dba EV Charge Solutions | Category 1 | Pro-Lightning Dual Pedestal Mount (Open-Access) with Retractor | POWERCHARGE Pro-Lightning | Pro-Lightning Dual Pedestal Mount (Open-Access) with Retractor | PL20DP-CR | PowerCharge | POWERCHARGE | UL, cUL, ENERGY STAR® | 3167.12 | 3599 | 5-10 Days | 3-Year Warranty
13 | Moser Services Group, LLC dba EV Charge Solutions | Category 1 | Pro-Lightning Dual Pedestal Mount (Open-Access) | POWERCHARGE Pro-Lightning | Pro-Lightning Dual Pedestal Mount (Open-Access) | PL20DP | PowerCharge | POWERCHARGE | UL, cUL, ENERGY STAR® | 2639.12 | 2999 | 5-10 Days | 3-Year Warranty
14 | Moser Services Group, LLC dba EV Charge Solutions | Category 1 | Pro-Lightning Dual Pedestal Mount (Networked) | POWERCHARGE Pro-Lightning | Pro-Lightning Dual Pedestal Mount (Networked) | PL20DPP | PowerCharge | POWERCHARGE | UL, cUL, ENERGY STAR® | 3959.12 | 4499 | 5-10 Days | 3-Year Warranty
15 | Moser Services Group, LLC dba EV Charge Solutions | Category 1 | Pro-Lightning Dual Pedestal Mount with Retractos(Networked) | POWERCHARGE Pro-Lightning | Pro-Lightning Dual Pedestal Mount with Retractos(Networked) | PL20DPP-CR | PowerCharge | POWERCHARGE | UL, cUL, ENERGY STAR® | 4575.12 | 5199 | 5-10 Days | 3-Year Warranty
16 | Moser Services Group, LLC dba EV Charge Solutions | Category 1 | Pro-Lightning 40 amp Dual Pedestal Mount (Open-Access) with Retractor | POWERCHARGE Pro-Lightning | Pro-Lightning 40 amp Dual Pedestal Mount (Open-Access) | PL35DP | PowerCharge | POWERCHARGE | UL, cUL, ENERGY STAR® | 2991.12 | 3399 | 5-10 Days | 3-Year Warranty
17 | Moser Services Group, LLC dba EV Charge Solutions | Category 1 | Pro-Lightning 40 amp Dual Pedestal Mount (Open-Access) with Retractor | POWERCHARGE Pro-Lightning | Pro-Lightning 40 amp Dual Pedestal Mount (Open-Access) with Retractor | PL35DP-CR | PowerCharge | POWERCHARGE | UL, cUL, ENERGY STAR® | 3519.12 | 3999 | 5-10 Days | 3-Year Warranty
18 | Moser Services Group, LLC dba EV Charge Solutions | Category 1 | Pro-Lightning 40 amp Dual Pedestal Mount (RFID) | POWERCHARGE Pro-Lightning | Pro-Lightning 40 amp Dual Pedestal Mount (RFID) | PL35DPP-RFID | PowerCharge | POWERCHARGE | UL, cUL, ENERGY STAR® | 3783.12 | 4299 | 5-10 Days | 3-Year Warranty
19 | Moser Services Group, LLC dba EV Charge Solutions | Category 1 | Pro-Lightning 40 amp Dual Pedestal Mount (RFID) with Retractor | POWERCHARGE Pro-Lightning | Pro-Lightning 40 amp Dual Pedestal Mount (RFID) with Retractor | PL35DPP-RFID-CR | PowerCharge | POWERCHARGE | UL, cUL, ENERGY STAR® | 4311.12 | 4899 | 5-10 Days | 3-Year Warranty
20 | Moser Services Group, LLC dba EV Charge Solutions | Category 1 | Pro-Lightning 40 amp Dual Pedestal Mount (Networked) with Retractor | POWERCHARGE Pro-Lightning | Pro-Lightning 40 amp Dual Pedestal Mount (Networked) | PL35DPP | PowerCharge | POWERCHARGE | UL, cUL, ENERGY STAR® | 4311.12 | 4899 | 5-10 Days | 3-Year Warranty
21 | Moser Services Group, LLC dba EV Charge Solutions | Category 1 | Pro-Lightning 40 amp Dual Pedestal Mount (Networked) with Retractor | POWERCHARGE Pro-Lightning | Pro-Lightning 40 amp Dual Pedestal Mount (Networked) with Retractor | PL35DPP-CR | PowerCharge | POWERCHARGE | UL, cUL, ENERGY STAR® | 4927.12 | 5599 | 5-10 Days | 3-Year Warranty
19 | Moser Services Group, LLC dba EV Charge Solutions | Category 1 | Energy Platinum 80a EV Charger, Single-Port, Wall Mount, Networked | POWERCHARGE Energy-Series 'Platinum' | Energy Platinum 80a EV Charger, Single-Port, Wall Mount, Networked | E80SWP | PowerCharge | POWERCHARGE | UL, cUL, ENERGY STAR® | 2811.6 | 3195 | 5-10 Days | 3-Year Warranty
20 | Moser Services Group, LLC dba EV Charge Solutions | Category 1 | Energy Platinum 80a EV Charger, Single-Port, Wall Mount, Networked, Cable Retractor | POWERCHARGE Energy-Series 'Platinum' | Energy Platinum 80a EV Charger, Single-Port, Wall Mount, Networked, Cable Retractor | E80SWP-CR | PowerCharge | POWERCHARGE | UL, cUL, ENERGY STAR® | 3075.6 | 3495 | 5-10 Days | 3-Year Warranty
21 | Moser Services Group, LLC dba EV Charge Solutions | Category 1 | Energy Platinum 80a EV Charger, Single-Port, Pedestal, Networked | POWERCHARGE Energy-Series 'Platinum' | Energy Platinum 80a EV Charger, Single-Port, Pedestal, Networked | E80SPP | PowerCharge | POWERCHARGE | UL, cUL, ENERGY STAR® | 3339.6 | 3795 | 5-10 Days | 3-Year Warranty
22 | Moser Services Group, LLC dba EV Charge Solutions | Category 1 | Energy Platinum 80a EV Charger, Single-Port, Pedestal, Networked, Cable Retractor | POWERCHARGE Energy-Series 'Platinum' | Energy Platinum 80a EV Charger, Single-Port, Pedestal, Networked, Cable Retractor | E80SPP-CR | PowerCharge | POWERCHARGE | UL, cUL, ENERGY STAR® | 3691.6 | 4195 | 5-10 Days | 3-Year Warranty
23 | Moser Services Group, LLC dba EV Charge Solutions | Category 1 | Energy Platinum 80a EV Charger, Dual-Port, Pedestal, Networked | POWERCHARGE Energy-Series 'Platinum' | Energy Platinum 80a EV Charger, Dual-Port, Pedestal, Networked | E80DPP | PowerCharge | POWERCHARGE | UL, cUL, ENERGY STAR® | 6155.6 | 6995 | 5-10 Days | 3-Year Warranty
24 | Moser Services Group, LLC dba EV Charge Solutions | Category 1 | Energy Platinum 80a EV Charger, Dual-Port, Pedestal, Networked, Cable Retractors | POWERCHARGE Energy-Series 'Platinum' | Energy Platinum 80a EV Charger, Dual-Port, Pedestal, Networked, Cable Retractors | E80DPP-CR | PowerCharge | POWERCHARGE | UL, cUL, ENERGY STAR® | 6683.6 | 7595 | 5-10 Days | 3-Year Warranty
25 | Moser Services Group, LLC dba EV Charge Solutions | Category 1 | Energy 80a EV Charger, Single-Port, Wall Mount, RFID Access Control | POWERCHARGE Energy-Series 'Energy' | Energy 80a EV Charger, Single-Port, Wall Mount, RFID Access Control | E80SWP-RFID | PowerCharge | POWERCHARGE | UL, cUL, ENERGY STAR® | 2547.6 | 2895 | 5-10 Days | 3-Year Warranty
26 | Moser Services Group, LLC dba EV Charge Solutions | Category 1 | Energy 80a EV Charger, Single-Port, Wall Mount, RFID Access Control, Cable Retractor | POWERCHARGE Energy-Series 'Energy' | Energy 80a EV Charger, Single-Port, Wall Mount, RFID Access Control, Cable Retractor | E80SWP-RFID-CR | PowerCharge | POWERCHARGE | UL, cUL, ENERGY STAR® | 2811.6 | 3195 | 5-10 Days | 3-Year Warranty
27 | Moser Services Group, LLC dba EV Charge Solutions | Category 1 | Energy 80a EV Charger, Single-Port, Pedestal, RFID Access Control | POWERCHARGE Energy-Series 'Energy' | Energy 80a EV Charger, Single-Port, Pedestal, RFID Access Control | E80SPP-RFID | PowerCharge | POWERCHARGE | UL, cUL, ENERGY STAR® | 3075.6 | 3495 | 5-10 Days | 3-Year Warranty
28 | Moser Services Group, LLC dba EV Charge Solutions | Category 1 | Energy 80a EV Charger, Single-Port, Pedestal, RFID Access Control, Cable Retractor | POWERCHARGE Energy-Series 'Energy' | Energy 80a EV Charger, Single-Port, Pedestal, RFID Access Control, Cable Retractor | E80SPP-RFID-CR | PowerCharge | POWERCHARGE | UL, cUL, ENERGY STAR® | 3427.6 | 3895 | 5-10 Days | 3-Year Warranty
29 | Moser Services Group, LLC dba EV Charge Solutions | Category 1 | Energy 80a EV Charger, Dual-Port, Pedestal, RFID Access Control | POWERCHARGE Energy-Series 'Energy' | Energy 80a EV Charger, Dual-Port, Pedestal, RFID Access Control | E80DPP-RFID | PowerCharge | POWERCHARGE | UL, cUL, ENERGY STAR® | 5891.6 | 6695 | 5-10 Days | 3-Year Warranty
30 | Moser Services Group, LLC dba EV Charge Solutions | Category 1 | Energy 80a EV Charger, Dual-Port, Pedestal, RFID Access Control, Cable Retractors | POWERCHARGE Energy-Series 'Energy' | Energy 80a EV Charger, Dual-Port, Pedestal, RFID Access Control, Cable Retractors | E80DPP-RFID-CR | PowerCharge | POWERCHARGE | UL, cUL, ENERGY STAR® | 6419.6 | 7295 | 5-10 Days | 3-Year Warranty
31 | Moser Services Group, LLC dba EV Charge Solutions | Category 1 | Energy 80a EV Charger, Single-Port, Wall Mount, Open-Access | POWERCHARGE Energy-Series 'Energy' | Energy 80a EV Charger, Single-Port, Wall Mount, Open-Access | E80SW | PowerCharge | POWERCHARGE | UL, cUL, ENERGY STAR® | 1755.6 | 1995 | 5-10 Days | 3-Year Warranty
32 | Moser Services Group, LLC dba EV Charge Solutions | Category 1 | Energy 80a EV Charger, Single-Port, Wall Mount, Open-Access, Cable Retractor | POWERCHARGE Energy-Series 'Energy' | Energy 80a EV Charger, Single-Port, Wall Mount, Open-Access, Cable Retractor | E80SW-CR | PowerCharge | POWERCHARGE | UL, cUL, ENERGY STAR® | 2019.6 | 2295 | 5-10 Days | 3-Year Warranty
33 | Moser Services Group, LLC dba EV Charge Solutions | Category 1 | Energy 80a EV Charger, Single-Port, Pedestal, Open-Access | POWERCHARGE Energy-Series 'Energy' | Energy 80a EV Charger, Single-Port, Pedestal, Open-Access | E80SP | PowerCharge | POWERCHARGE | UL, cUL, ENERGY STAR® | 2283.6 | 2595 | 5-10 Days | 3-Year Warranty
34 | Moser Services Group, LLC dba EV Charge Solutions | Category 1 | Energy 80a EV Charger, Single-Port, Pedestal, Open-Access, Cable Retractor | POWERCHARGE Energy-Series 'Energy' | Energy 80a EV Charger, Single-Port, Pedestal, Open-Access, Cable Retractor | E80SP-CR | PowerCharge | POWERCHARGE | UL, cUL, ENERGY STAR® | 2635.6 | 2995 | 5-10 Days | 3-Year Warranty
35 | Moser Services Group, LLC dba EV Charge Solutions | Category 1 | Energy 80a EV Charger, Dual-Port, Pedestal, Open-Access | POWERCHARGE Energy-Series 'Energy' | Energy 80a EV Charger, Dual-Port, Pedestal, Open-Access | E80DP | PowerCharge | POWERCHARGE | UL, cUL, ENERGY STAR® | 4043.6 | 4595 | 5-10 Days | 3-Year Warranty
36 | Moser Services Group, LLC dba EV Charge Solutions | Category 1 | Energy 80a EV Charger, Dual-Port, Pedestal, Open-Access, Cable Retractors | POWERCHARGE Energy-Series 'Energy' | Energy 80a EV Charger, Dual-Port, Pedestal, Open-Access, Cable Retractors | E80DP-CR | PowerCharge | POWERCHARGE | UL, cUL, ENERGY STAR® | 4571.6 | 5195 | 5-10 Days | 3-Year Warranty
37 | Moser Services Group, LLC dba EV Charge Solutions | Category 1 | Energy 40 amp Single Wall Mount (Open-Access) | POWERCHARGE Energy-Series 'Energy' | Energy 40 amp Single Wall Mount (Open-Access) | E35SWE-18 | PowerCharge | POWERCHARGE | UL, cUL, ENERGY STAR® | 703.12 | 799 | 5-10 Days | 3-Year Warranty
38 | Moser Services Group, LLC dba EV Charge Solutions | Category 1 | Energy 40 amp Single Wall Mount (Open-Access) with Retractor | POWERCHARGE Energy-Series 'Energy' | Energy 40 amp Single Wall Mount (Open-Access) with Retractor | E35SWE-CR | PowerCharge | POWERCHARGE | UL, cUL, ENERGY STAR® | 967.12 | 1099 | 5-10 Days | 3-Year Warranty
39 | Moser Services Group, LLC dba EV Charge Solutions | Category 1 | Energy 40 amp Dual Wall Mount (Open-Access) | POWERCHARGE Energy-Series 'Energy' | Energy 40 amp Dual Wall Mount (Open-Access) | E35DWE | PowerCharge | POWERCHARGE | UL, cUL, ENERGY STAR® | 1495.12 | 1699 | 5-10 Days | 3-Year Warranty
40 | Moser Services Group, LLC dba EV Charge Solutions | Category 1 | Energy 40 amp Dual Wall Mount (Open-Access) with Retractor | POWERCHARGE Energy-Series 'Energy' | Energy 40 amp Dual Wall Mount (Open-Access) with Retractor | E35DWE-CR | PowerCharge | POWERCHARGE | UL, cUL, ENERGY STAR® | 2023.12 | 2299 | 5-10 Days | 3-Year Warranty
41 | Moser Services Group, LLC dba EV Charge Solutions | Category 1 | Energy 40 amp Single Pedestal Mount (Open-Access) | POWERCHARGE Energy-Series 'Energy' | Energy 40 amp Single Pedestal Mount (Open-Access) | E35SPE | PowerCharge | POWERCHARGE | UL, cUL, ENERGY STAR® | 1231.12 | 1399 | 5-10 Days | 3-Year Warranty
42 | Moser Services Group, LLC dba EV Charge Solutions | Category 1 | Energy 40 amp Single Pedestal Mount (Open-Access) with Retractor | POWERCHARGE Energy-Series 'Energy' | Energy 40 amp Single Pedestal Mount (Open-Access) with Retractor | E35SPE-CR | PowerCharge | POWERCHARGE | UL, cUL, ENERGY STAR® | 1583.12 | 1799 | 5-10 Days | 3-Year Warranty
43 | Moser Services Group, LLC dba EV Charge Solutions | Category 1 | Energy 40 amp Dual Pedestal Mount (Open-Access) | POWERCHARGE Energy-Series 'Energy' | Energy 40 amp Dual Pedestal Mount (Open-Access) | E35DPE | PowerCharge | POWERCHARGE | UL, cUL, ENERGY STAR® | 1935.12 | 2199 | 5-10 Days | 3-Year Warranty
44 | Moser Services Group, LLC dba EV Charge Solutions | Category 1 | Energy 40 amp Dual Pedestal Mount (Open-Access) with Retractor | POWERCHARGE Energy-Series 'Energy' | Energy 40 amp Dual Pedestal Mount (Open-Access) with Retractor | E35DPE-CR | PowerCharge | POWERCHARGE | UL, cUL, ENERGY STAR® | 2551.12 | 2899 | 5-10 Days | 3-Year Warranty
45 | Moser Services Group, LLC dba EV Charge Solutions | Category 1 | Energy 40 amp Single Wall Mount (RFID) | POWERCHARGE Energy-Series 'Energy' | Energy 40 amp Single Wall Mount (RFID) | E35SWP-RFID | PowerCharge | POWERCHARGE | UL, cUL, ENERGY STAR® | 1143.12 | 1299 | 5-10 Days | 3-Year Warranty
46 | Moser Services Group, LLC dba EV Charge Solutions | Category 1 | Energy 40 amp Single Wall Mount (RFID) with Retractor | POWERCHARGE Energy-Series 'Energy' | Energy 40 amp Single Wall Mount (RFID) with Retractor | E35SWP-RFID-CR | PowerCharge | POWERCHARGE | UL, cUL, ENERGY STAR® | 1407.12 | 1599 | 5-10 Days | 3-Year Warranty
47 | Moser Services Group, LLC dba EV Charge Solutions | Category 1 | Energy 40 amp Dual Wall Mount (RFID) | POWERCHARGE Energy-Series 'Energy' | Energy 40 amp Dual Wall Mount (RFID) | E35DWP-RFID | PowerCharge | POWERCHARGE | UL, cUL, ENERGY STAR® | 2375.12 | 2699 | 5-10 Days | 3-Year Warranty
48 | Moser Services Group, LLC dba EV Charge Solutions | Category 1 | Energy 40 amp Dual Wall Mount (RFID) with Retractor | POWERCHARGE Energy-Series 'Energy' | Energy 40 amp Dual Wall Mount (RFID) with Retractor | E35DWP-RFID-CR | PowerCharge | POWERCHARGE | UL, cUL, ENERGY STAR® | 2815.12 | 3199 | 5-10 Days | 3-Year Warranty
49 | Moser Services Group, LLC dba EV Charge Solutions | Category 1 | Energy 40 amp Single Pedestal Mount (RFID) | POWERCHARGE Energy-Series 'Energy' | Energy 40 amp Single Pedestal Mount (RFID) | E35SPP-RFID | PowerCharge | POWERCHARGE | UL, cUL, ENERGY STAR® | 1671.12 | 1899 | 5-10 Days | 3-Year Warranty
50 | Moser Services Group, LLC dba EV Charge Solutions | Category 1 | Energy 40 amp Single Pedestal Mount (RFID)with Retractor | POWERCHARGE Energy-Series 'Energy' | Energy 40 amp Single Pedestal Mount (RFID)with Retractor | E35SPP-RFID-CR | PowerCharge | POWERCHARGE | UL, cUL, ENERGY STAR® | 2023.12 | 2299 | 5-10 Days | 3-Year Warranty
51 | Moser Services Group, LLC dba EV Charge Solutions | Category 1 | Energy 40 amp Dual Pedestal Mount (RFID) | POWERCHARGE Energy-Series 'Energy' | Energy 40 amp Dual Pedestal Mount (RFID) | E35DPP-RFID | PowerCharge | POWERCHARGE | UL, cUL, ENERGY STAR® | 2727.12 | 3099 | 5-10 Days | 3-Year Warranty
52 | Moser Services Group, LLC dba EV Charge Solutions | Category 1 | Energy 40 amp Dual Pedestal Mount (RFID)with Retractor | POWERCHARGE Energy-Series 'Energy' | Energy 40 amp Dual Pedestal Mount (RFID)with Retractor | E35DPP-RFID-CR | PowerCharge | POWERCHARGE | UL, cUL, ENERGY STAR® | 3343.12 | 3799 | 5-10 Days | 3-Year Warranty
53 | Moser Services Group, LLC dba EV Charge Solutions | Category 1 | Energy Platinum 40 amp Single Wall Mount (Networked) | POWERCHARGE Energy-Series 'Energy' Platinum | Energy Platinum 40 amp Single Wall Mount (Networked) | E35SWP | PowerCharge | POWERCHARGE | UL, cUL, ENERGY STAR® | 1407.12 | 1599 | 5-10 Days | 3-Year Warranty
54 | Moser Services Group, LLC dba EV Charge Solutions | Category 1 | Energy Platinum, 40a, Single Wall Mount (Networked) WiFi Only | POWERCHARGE Energy-Series 'Energy' Platinum | Energy Platinum, 40a, Single Wall Mount (Networked) WiFi Only | E35SWP-NGW | PowerCharge | POWERCHARGE | UL, cUL, ENERGY STAR® | 1143.12 | 1299 | 5-10 Days | 3-Year Warranty
55 | Moser Services Group, LLC dba EV Charge Solutions | Category 1 | Energy Platinum 40 amp Single Wall Mount (Networked) with Retractor | POWERCHARGE Energy-Series 'Energy' | Energy Platinum 40 amp Single Wall Mount (Networked) with Retractor | E35SWP-CR | PowerCharge | POWERCHARGE | UL, cUL, ENERGY STAR® | 1671.12 | 1899 | 5-10 Days | 3-Year Warranty
56 | Moser Services Group, LLC dba EV Charge Solutions | Category 1 | Energy 40 amp Dual Wall Mount (Networked) with Retrac | POWERCHARGE Energy-Series 'Energy' | Energy 40 amp Dual Wall Mount (Networked) with Retrac | E35DWP | PowerCharge | POWERCHARGE | UL, cUL, ENERGY STAR® | 2903.12 | 3299 | 5-10 Days | 3-Year Warranty
57 | Moser Services Group, LLC dba EV Charge Solutions | Category 1 | Energy 40 amp Dual Wall Mount (Networked) with Retractor | POWERCHARGE Energy-Series 'Energy' | Energy 40 amp Dual Wall Mount (Networked) with Retractor | E35DWP-CR | PowerCharge | POWERCHARGE | UL, cUL, ENERGY STAR® | 3343.12 | 3799 | 5-10 Days | 3-Year Warranty
58 | Moser Services Group, LLC dba EV Charge Solutions | Category 1 | Energy 40 amp Single Pedestal Mount (Networked) | POWERCHARGE Energy-Series 'Energy' | Energy 40 amp Single Pedestal Mount (Networked) | E35SPP | PowerCharge | POWERCHARGE | UL, cUL, ENERGY STAR® | 1935.12 | 2199 | 5-10 Days | 3-Year Warranty
59 | Moser Services Group, LLC dba EV Charge Solutions | Category 1 | Energy 40 amp Single Pedestal Mount (Networked) with Retractor | POWERCHARGE Energy-Series 'Energy' | Energy 40 amp Single Pedestal Mount (Networked) with Retractor | E35SPP-CR | PowerCharge | POWERCHARGE | UL, cUL, ENERGY STAR® | 2287.12 | 2599 | 5-10 Days | 3-Year Warranty
60 | Moser Services Group, LLC dba EV Charge Solutions | Category 1 | Energy 40 amp Dual Pedestal Mount (Networked) | POWERCHARGE Energy-Series 'Energy' | Energy 40 amp Dual Pedestal Mount (Networked) | E35DPP | PowerCharge | POWERCHARGE | UL, cUL, ENERGY STAR® | 3343.12 | 3799 | 5-10 Days | 3-Year Warranty
61 | Moser Services Group, LLC dba EV Charge Solutions | Category 1 | Energy 40 amp Dual Pedestal Mount (Networked) with Retractor | POWERCHARGE Energy-Series 'Energy' | Energy 40 amp Dual Pedestal Mount (Networked) with Retractor | E35DPP-CR | PowerCharge | POWERCHARGE | UL, cUL, ENERGY STAR® | 3300 | 3750 | 5-10 Days | 3-Year Warranty
62 | Moser Services Group, LLC dba EV Charge Solutions | Category 1 | Level 2, Wall Mount, Single, 25' Cord | POWERCHARGE Energy-Series 'Platinum' | Level 2, Wall Mount, Single, 25' Cord, Networked | E20SWP-GW | PowerCharge | POWERCHARGE | UL, cUL, ENERGY STAR® | 1231.12 | 1399 | 2-5 Days | 3-Year Warranty
63 | Moser Services Group, LLC dba EV Charge Solutions | Category 1 | Level 2, Wall Mount, Single, 25' Cord | POWERCHARGE Energy-Series 'Platinum' | Level 2, Wall Mount, Single, 25' Cord, Networked | E20SPP-GW | PowerCharge | POWERCHARGE | UL, cUL, ENERGY STAR® | 1759.12 | 1999 | 2-5 Days | 3-Year Warranty
64 | Moser Services Group, LLC dba EV Charge Solutions | Category 1 | Level 2, Wall Mount, Single, 25' Cord | POWERCHARGE Energy-Series 'Platinum' | Level 2, Wall Mount, Single, 25' Cord, Networked | E20DPP-GW | PowerCharge | POWERCHARGE | UL, cUL, ENERGY STAR® | 2991.12 | 3399 | 2-5 Days | 3-Year Warranty
65 | Moser Services Group, LLC dba EV Charge Solutions | Category 1 | Cable Management, Retractor Single | POWERCHARGE Cordretractor1 | Cable Management, Retractor Single, 79" | EVCS-EZPULL-79 | EV Charge Solutions | EV Charge Solutions |  | 351.12 | 399 | 2-5 Days | 3-Year Warranty
66 | Moser Services Group, LLC dba EV Charge Solutions | Category 1 | Cable Management, Retractor Dual | POWERCHARGE Cordretractor2 | Cable Management, Retractor Dual, 79" | EVCS-EZPULL-79 X2 | EV Charge Solutions | EV Charge Solutions |  | 614.24 | 698 | 2-5 Days | 3-Year Warranty
67 | Moser Services Group, LLC dba EV Charge Solutions | Category 2 | Activation Service | EV CONNECT Activation Service | Initial NetworkActivation Service (Per Location) | EVC-ACTIVE | EV CONNECT | EV CONNECT |  | 702.24 | 798 | 2-5 Days
68 | Moser Services Group, LLC dba EV Charge Solutions | Category 2 | Network Plan, 1 Year | EV CONNECT Network Plan, 1 Year | Network Plan, 1 Year | EVC-NET1 | EV CONNECT | EV CONNECT |  | 250 | 250 | 2-5 Days
69 | Moser Services Group, LLC dba EV Charge Solutions | Category 1 | Level 2, Wall Mount, Single , 25' Cord | POWERCHARGE Energy-Series 'Energy' | Level 2, Wall Mount, Single , 25' Cord, Non-Networked | E20SWE | PowerCharge | POWERCHARGE | UL, cUL, ENERGY STAR® | 527.12 | 599 | 2-5 Days | 3-Year Warranty
70 | Moser Services Group, LLC dba EV Charge Solutions | Category 1 | Level 2, Wall Mount, Single , 25' Cord | POWERCHARGE Energy-Series 'Energy' | Level 2, Pedestal, Single , 25' Cord, Non-Networked | E20SPE | PowerCharge | POWERCHARGE | UL, cUL, ENERGY STAR® | 967.12 | 1099 | 2-5 Days | 3-Year Warranty
71 | Moser Services Group, LLC dba EV Charge Solutions | Category 1 | Level 2, Wall Mount, Single , 25' Cord | POWERCHARGE Energy-Series 'Energy' | Level 2, Pedestal, Dual , 25' Cord, Non-Networked | E20DPE | PowerCharge | POWERCHARGE | UL, cUL, ENERGY STAR® | 1494.24 | 1698 | 2-5 Days | 3-Year Warranty
72 | Moser Services Group, LLC dba EV Charge Solutions | Category 1 | Cable Management, Retractor Single | POWERCHARGE Cordretractor1 | Cable Management, Retractor Single, 79" | EVCS-EZPULL-79 | EV Charge Solutions | EV Charge Solutions |  | 399 | 399 | 2-5 Days | 3-Year Warranty
73 | Moser Services Group, LLC dba EV Charge Solutions | Category 1 | Cable Management, Retractor Dual | POWERCHARGE Cordretractor2 | Cable Management, Retractor Dual, 79" | EVCS-EZPULL-79 X2 | EV Charge Solutions | EV Charge Solutions |  | 698 | 698 | 2-5 Days | 3-Year Warranty

## Shell Recharge Solutions
COMPANY NAME | CATEGORY | TYPE OF PRODUCT (EX. Type of Charger, hardware, software, etc. ) | PRODUCT NAME | PRODUCT DESCRIPTION | MODEL | MANUFACTURER | BRAND | PRODUCT CERTIFICATIONS | CONTRACT COST | MSRP | # OF DAYS FOR DELIVERY AFTER ORDER RECEIPT | NOTES FOR TO CUSTOMERS
Shell Recharge Solutions | Category 1 - Hardware - Miscellaneous | Hardware - Accessories | Miscellaneous/Other Charging Related Equipment, Materials, Labor | Miscellaneous/Other Charging Related Equipment, Materials, Labor | GL-Miscellaneous | Shell Recharge Solutions | Shell Recharge Solutions |  | Cost + 10% | Cost + 20%
Shell Recharge Solutions | Category 1 - DCFC | Hardware - Accessories | ABB-TERRA HP-CSATTHP | Commissioning Fee per Terra HP (approved service partners trained by ABB can perform their own commissioning) - ABB Certified commissioning channel partners can self perform. | CSATTHP | ABB | ABB |  | 2113.68 | 2204.04 | 30 Weeks
Shell Recharge Solutions | Category 1 - DCFC | Hardware - Accessories | ABB-COM-CSAHVC | Onsite Commissioning Fee per HVC (includes one Depot Charge Box) | CSAHVC | ABB | ABB |  | 2021.93 | 2108.36 | 30 Weeks
Shell Recharge Solutions | Category 1 - DCFC | Hardware - Charger | ABB-Terra DC WALLBOX C-6AGC079381 | This 22.5 kW model with a 208/240 V single phase input and rated up to 920 VDC output features a single outlet 23 foot CCS-1 connector cable, RFID Reader, LED Display, 4G cellular modem, basic cable management holster for CCS-1, can support OCPP 1.6 integrations, and comes with a 2 year parts only warranty. EMC Class A Unit, may not be used in residential grid application. | 6AGC079381 | ABB | ABB |  | 11275.1 | 16804.89 | 30 Weeks
Shell Recharge Solutions | Category 1 - DCFC | Hardware - Charger | ABB-TERRA 175 HP-(1) 6AGC067631 (1) 6AGC082641 | ABB’s Terra HP system is a modular ultra-fast EV charging system supporting all 150-920 VDC compatible vehicles. The Terra 175 HP System in Static configuration will support 175 kW peak, 160 kW continuous output power, including 1x Liquid Cooled ChargePost (dispenser) with 13 foot 500 amp CCS-1 and 200 amp Chademo Cables and single Power Cabinet. ABB’s 4G modem-connected chargers feature a redundant power module architecture for high uptime and remote serviceability – with a 7" high-brightness color touchscreen display, RFID, support for OCPP 1.6 integrations, and comes with a 2 year warranty. | (1) 6AGC067631 (1) 6AGC082641 | ABB | ABB |  | 94852.02 | 106515.46 | 30 WEEKS
Shell Recharge Solutions | Category 1 - DCFC | Hardware - Charger | ABB-TERRA 175HP D-(1) 6AGC067632 (1) 6AGC101329 | ABB’s Terra HP system is a modular ultra-fast EV charging system supporting all 150-920 VDC compatible vehicles. The Terra 175 HP System in Dynamic configuration will support 175 kW peak, 160 kW continuous output power, including 1x Liquid Cooled ChargePost (dispenser) with 13 foot 500 amp CCS-1 and 200 amp Chademo Cables and single Power Cabinet - with the ability to upgrade the system to 350 kW over time. ABB’s 4G modem-connected chargers feature a redundant power module architecture for high uptime and remote serviceability – with a 7" high-brightness color touchscreen display, RFID, support for OCPP 1.6 integrations, and comes with a 2 year warranty. | (1) 6AGC067632 (1) 6AGC101329 | ABB | ABB |  | 98345.45 | 119083.07 | 30 Weeks
Shell Recharge Solutions | Category 1 - DCFC | Hardware - Charger | ABB- Terra 54HV C-6AGC084934 | Terra 54 C HV - 50 kW DC Fast Charger rated up to 920 VDC with 20 foot CCS-1 Cable, RFID Reader, LED Display, cellular modem, 65kAIC, 2 year warranty, | 6AGC084934 | ABB | ABB |  | 29544.05 | 43202.08 | 30 Weeks
Shell Recharge Solutions | Category 1 - DCFC | Hardware - Charger | ABB- Terra 54HV CJ-6AGC082821 | ABB’s Terra 54HV CJ DC fast charger has been designed to support 50 kW continuous charging for vehicles with battery voltages requiring up to 920 VDC with with one 20 foot long CCS1 charging cable and one 20 foot long CHAdeMO charging cable. ABB’s 4G modem-connected chargers feature a 5x10kW redundant power module architecture for high uptime and remote serviceability – with a 7" high-brightness color touchscreen display, RFID, support for OCPP 1.6 integrations, and comes with a 2 year warranty.(65KAIC) Nayax credit card reader is not included and available as a separate accessory that may be purchased. | 6AGC082821 | ABB | ABB |  | 32042.93 | 46600 | 30 Weeks
Shell Recharge Solutions | Category 1 - DCFC | Hardware - Charger | ABB-Terra DC Wallbox C-6AGC081364 | Terra DC Wallbox – 3 phase - 24 kW Wallmounted DC Fast Charger rated up to 920 VDC with 23-foot CCS-1 Cable, RFID Reader, LED Display, cellular modem, cable management holster for CCS-1. | 6AGC081364 | ABB | ABB |  | 11368.26 | 17313.54 | 30 Weeks
Shell Recharge Solutions | Category 1 - DCFC | Hardware - Charger | ABB-HVC150-(1) 6AGC070558 (2) 6AGC076522 (1) 6AGC069251 | HVC-150 - 150 kW DC Fast Charger rated up to 850 VDC, One 150 kW Power Cabinet and (2) Depot Charge Boxes with 23 foot CCS-1 cables, sequential charging, robustness and long distance packages, cellular modem, 2 year warranty | (1) 6AGC070558 (2) 6AGC076522 (1) 6AGC069251 | ABB | ABB |  | 100328.83 | 112665.72 | 30 Weeks
Shell Recharge Solutions | Category 1 - DCFC | Hardware - Charger | ABB-HVC150-(1) 6AGC070558 (3) 6AGC076522 (1) 6AGC069251 | HVC-150 - 150 kW DC Fast Charger rated up to 850 VDC, One 150 kW Power Cabinet and (3) Depot Charge Boxes with 23 foot CCS-1 cables, sequential charging, robustness and long distance packages, cellular modem, 2 year warranty, includes sequential charging package | (1) 6AGC070558 (3) 6AGC076522 (1) 6AGC069251 | ABB | ABB |  | 110733.15 | 124349.42 | 30 Weeks
Shell Recharge Solutions | Category 1 - DCFC | Hardware - Charger | ABB-TERRA DC WALLBOX CJ-6AGC079379 | Terra DC Wallbox – 1 phase - 24 kW Wallmounted DC Fast Charger rated up to 920 VDC with 23-foot CCS-1 and Chademo Cables, RFID Reader, LED Display, cellular modem, cable management holster for CCS-1 and Chademo. | 6AGC079379 | ABB | ABB |  | 13912.35 | 20607.81 | 30 Weeks
Shell Recharge Solutions | Category 1 - DCFC | Hardware - Charger | ABB-TERRA DC CJ-6AGC081362 | Terra DC Wallbox – 3 phase - 24 kW Wallmounted DC Fast Charger rated up to 920 VDC with 23-foot CCS-1 and Chademo Cables, RFID Reader, LED Display, cellular modem, cable management holster for CCS-1 and Chademo | 6AGC081362 | ABB | ABB |  | 14006.88 | 20445.64 | 30 Weeks
Shell Recharge Solutions | Category 1 - DCFC | Hardware - Charger | ABB-HVC150-(1) 6AGC070558 (1) 6AGC076522 | HVC-150 - 150 kW DC Fast Charger rated up to 850 VDC, One 150 kW Power Cabinet and (1) Depot Charge Box with 23 foot CCS-1 cable, cellular modem, 2 year warranty - HVC robustness package included : Redundant auxiliary power supply; Low temperature option: integrated Heating system for extension of the operating temperature to -35 degC to +50 degC, Active temperature measurement and control; Intelligent air filter system; Intelligent fuse control. - HVC long distance support package included: To increase distance up to 150 meters. Data communication enhancer module; Overvoltage protection system; Cable between power cabinet and depot box not included. | (1) 6AGC070558 (1) 6AGC076522 | ABB | ABB |  | 85584.34 | 96108.18 | 30 weeks
Shell Recharge Solutions | Category 1 - DCFC | Hardware - Charger | ABB-TERRA 184-6AGC085467 | The Terra 184 C1C2 is a 180 kW DC fast charger rated up to 920 VDC with 1x 20 ft 200 amp CCS1 cable connector and 1x 20 ft 200 amp CCS2 cable connector in dual outlet configuration, and can charge 2 cars simultaneously up to 90 kW each. ABB’s 4G modem-connected chargers feature a redundant power module architecture for high uptime and remote serviceability – with a 7" high-brightness color touchscreen display, RFID, support for OCPP 1.6 integrations, and comes with a 2 year warranty. NOTE CCS2 is the European style CCS connector. Nayax credit card reader is not included and available as a separate accessory that may be purchased. | 6AGC085467 | ABB | ABB |  | 82859.52 | 100802.33 | 30 Weeks
Shell Recharge Solutions | Category 1 - DCFC | Hardware - Charger | ABB-TERRA 124 C-6AGC102235 | The Terra 124 C is a 120 kW DC fast charger rated up to 920 VDC with 1x 20 foot 200 amp CCS-1 cable connector. ABB’s 4G modem-connected chargers feature a redundant power module architecture for high uptime and remote serviceability – with a 7" high-brightness color touchscreen display, RFID, support for OCPP 1.6 integrations, and comes with a 2 year warranty. This unit is field upgradeable with additional power modules that will require field UL certification. Nayax credit card reader is not included and available as a separate accessory that may be purchased. | 6AGC102235 | ABB | ABB |  | 60833.754 | 80442.86 | 30 Weeks
Shell Recharge Solutions | Category 1 - DCFC | Hardware - Charger | ABB-TERRA 124 CJ-6AGC102238 | The Terra 124 CJ is a 120 kW DC fast charger rated up to 920 VDC with a 20 ft 200 amp CCS-1 cable connector and a 20 ft CHAdeMO connector in dual outlet configuration, and can charge 2 cars simultaneously up to 60 kW each. ABB’s 4G modem-connected chargers feature a redundant power module architecture for high uptime and remote serviceability – with a 7" high-brightness color touchscreen display, RFID, support for OCPP 1.6 integrations, and comes with a 2 year warranty. This unit is field upgradeable with additional power modules that will require field UL certification. Nayax credit card reader is not included and available as a separate accessory that may be purchased. | 6AGC102238 | ABB | ABB |  | 59352.51 | 87357.14 | 30 Weeks
Shell Recharge Solutions | Category 1 - DCFC | Hardware - Charger | ABB-TERRA 124 CC-6AGC102241 | The Terra 124 CC is a 120 kW DC fast charger rated up to 920 VDC with 2x 20 ft 200 amp CCS-1 cable connectors in dual outlet configuration, and can charge 2 cars simultaneously up to 60 kW each. ABB’s 4G modem-connected chargers feature a redundant power module architecture for high uptime and remote serviceability – with a 7" high-brightness color touchscreen display, RFID, support for OCPP 1.6 integrations, and comes with a 2 year warranty. This unit is field upgradeable with additional power modules that will require field UL certification. Nayax credit card reader is not included and available as a separate accessory that may be purchased. | 6AGC102241 | ABB | ABB |  | 58160.61 | 84885.71 | 30 Weeks
Shell Recharge Solutions | Category 1 - DCFC | Hardware - Charger | ABB-Terra 54 CJ-6AGC071648 | The Terra 54 CJ is a 50 kW DC fast charger with a CCS1 and CHAdeMO dual-outlet configuration. ABB’s 4G modem-connected chargers feature a 5x10kW redundant power module architecture for high uptime and remote serviceability – with a 7" high-brightness color touchscreen display, RFID, support for OCPP 1.6 integrations, and comes with a 2 year parts only warranty. (65KAIC) | 6AGC071648 | ABB | ABB |  | 26978.04 | 36987 | 30 Weeks
Shell Recharge Solutions | Category 1 - DCFC | Hardware - Charger | ABB-TERRA 54 C-6AGC081369 | Terra 54 C is a 50 kW DC fast charger with one 13 foot long CCS1 charging cable. ABB’s 4G modemconnected chargers feature a 5x10kW redundant power module architecture for high uptime and remote serviceability – with a 7" high-brightness color touchscreen display, RFID, support for OCPP 1.6 integrations, and comes with a 2 year warranty. (65KAIC) Nayax credit card reader is not included and available as a separate accessory that may be purchased. | 6AGC081369 | ABB | ABB |  | 25727.23 | 34318.33 | 30 Weeks
Shell Recharge Solutions | Category 1 - DCFC | Hardware - Charger | ABB-TERRA 184 CJ-6AGC102237 | The Terra 184 CJ is a 180 kW DC fast charger rated up to 920 VDC with a 20 ft 200 amp CCS-1 cable connector and a 20 ft CHAdeMO connector in dual outlet configuration, and can charge 2 cars simultaneously up to 90 kW each. ABB’s 4G modem-connected chargers feature a redundant power module architecture for high uptime and remote serviceability – with a 7" high-brightness color touchscreen display, RFID, support for OCPP 1.6 integrations, and comes with a 2 year warranty. Nayax credit card reader is not included and available as a separate accessory that may be purchased. | 6AGC102237 | ABB | ABB |  | 66927.24 | 106123.81 | 30 Weeks
Shell Recharge Solutions | Category 1 - DCFC | Hardware - Charger | ABB-TERRA 184 C-6AGC102229 | The Terra 184 C is a 180 kW DC fast charger rated up to 920 VDC with 1x 20 foot 200 amp CCS-1 cable connector. ABB’s 4G modem-connected chargers feature a redundant power module architecture for high uptime and remote serviceability – with a 7" high-brightness color touchscreen display, RFID, support for OCPP 1.6 integrations, and comes with a 2 year warranty. Nayax credit card reader is not included and available as a separate accessory that may be purchased. | 6AGC102229 | ABB | ABB |  | 77655.9155 | 99209.52 | 30 Weeks
Shell Recharge Solutions | Category 1 - DCFC | Hardware - Charger | ABB-TERRA 94 CJ-6AGC102236 | The Terra 94 CJ is a 90 kW DC fast charger rated up to 920 VDC with a 20 ft 200 amp CCS-1 cable connector and a 20 ft CHAdeMO connector in dual outlet configuration, charging one vehicle at a time. ABB’s 4G modem-connected chargers feature a redundant power module architecture for high uptime and remote serviceability – with a 7" high-brightness color touchscreen display, RFID, support for OCPP 1.6 integrations, and comes with a 2 year warranty. This unit is field upgradeable with additional power modules that will require field UL certification. Nayax credit card reader is not included and available as a separate accessory that may be purchased. | 6AGC102236 | ABB | ABB |  | 53095.72 | 78469.05 | 30 Weeks
Shell Recharge Solutions | Category 1 - DCFC | Hardware - Charger | ABB-TERRA 94 CC-6AGC102239 | The Terra 94 CC is a 90 kW DC fast charger rated up to 920 VDC with 2x 20 ft 200 amp CCS-1 cable connectors in dual outlet configuration, charging one vehicle at a time. ABB’s 4G modem-connected chargers feature a redundant power module architecture for high uptime and remote serviceability – with a 7" high-brightness color touchscreen display, RFID, support for OCPP 1.6 integrations, and comes with a 2 year warranty. This unit is field upgradeable with additional power modules that will require field UL certification. Nayax credit card reader is not included and available as a separate accessory that may be purchased. | 6AGC102239 | ABB | ABB |  | 51666.81 | 75997.62 | 30 Weeks
Shell Recharge Solutions | Category 1 - DCFC | Hardware - Charger | ABB-TERRA 94 C-6AGC102247 | The Terra 94 C is a 90 kW DC fast charger rated up to 920 VDC with 1x 20 foot 200 amp CCS-1 cable connector. ABB’s 4G modem-connected chargers feature a redundant power module architecture for high uptime and remote serviceability – with a 7" high-brightness color touchscreen display, RFID, support for OCPP 1.6 integrations, and comes with a 2 year warranty. This unit is field upgradeable with additional power modules that will require field UL certification. Nayax credit card reader is not included and available as a separate accessory that may be purchased. | 6AGC102247 | ABB | ABB |  | 49800.87 | 71552.38 | 30 Weeks
Shell Recharge Solutions | Category 1 - DCFC | Hardware - Charger | ABB-TERRA 184 CC-6AGC102240 | The Terra 184 CC is a 180 kW DC fast charger rated up to 920 VDC with 2x 20 ft 200 amp CCS-1 cable connectors in dual outlet configuration, and can charge 2 cars simultaneously up to 90 kW each. ABB’s 4G modem-connected chargers feature a redundant power module architecture for high uptime and remote serviceability – with a 7" high-brightness color touchscreen display, RFID, support for OCPP 1.6 integrations, and comes with a 2 year warranty. Nayax credit card reader is not included and available as a separate accessory that may be purchased. | 6AGC102240 | ABB | ABB |  | 65686.02 | 103654.76 | 30 Weeks
Shell Recharge Solutions | Category 1 - DCFC | Hardware - Charger | ABB-TERRA 350 HP D-(2) 6AGC067632 (1) 6AGC101329 | ABB’s Terra HP system is a modular ultra-fast EV charging system supporting all 150-920 VDC compatible vehicles. The Terra 175 HP System in Static configuration will support 175 kW peak, 160 kW continuous output power, including 1x Liquid Cooled ChargePost (dispenser) with 13 foot 500 amp CCS-1 and 200 amp Chademo Cables and single Power Cabinet. ABB’s 4G modem-connected chargers feature a redundant power module architecture for high uptime and remote serviceability – with a 7" high-brightness color touchscreen display, RFID, support for OCPP 1.6 integrations, and comes with a 2 year warranty. | (2) 6AGC067632 (1) 6AGC101329 | ABB | ABB |  | 151954.92 | 192049.22 | 30 Weeks
Shell Recharge Solutions | Category 1 - DCFC | Hardware - Charger | ABB-TERRA 54- 6AGC085697 | Terra 54 C is a 50 kW DC fast charger with one 13 foot long CCS1 charging cable. ABB’s 4G modemconnected chargers feature a 5x10kW redundant power module architecture for high uptime and remote serviceability – with a 7" high-brightness color touchscreen display, RFID, support for OCPP 1.6 integrations, and comes with a 2 year warranty. (65KAIC) Nayax credit card reader is not included and available as a separate accessory that may be purchased. | 6AGC085697 | ABB | ABB |  | 32025.79 | 38960.82 | 30 Weeks
Shell Recharge Solutions | Category 1 - Level 2 Chargers | Hardware - Charger | ABB-TAC W9-P8-RD-MCD-0 | Terra AC Wallbox – 40A Smart Charger with HMI Screen, RFID reader, 4G, Double Ethernet, and 25- foot SAE J1772 cable. | TAC W9-P8-RD-MCD-0 | ABB | ABB |  | 2095.8904 | 2886.7925 | 30 Weeks
Shell Recharge Solutions | Category 1 - Level 2 Chargers | Hardware - Charger | ABB-TAC W7-P8-RD-MD-0 | Terra AC Wallbox – 32A Smart Charger with HMI Screen, RFID reader, Double Ethernet, and 25-foot SAE J1772 cable. | TAC W7-P8-RD-MD-0 | ABB | ABB |  | 1356.1644 | 1867.9245 | 30 Weeks
Shell Recharge Solutions | Category 1 - Level 2 Chargers | Hardware - Charger | ABB-TAC W7-P8-RD-MCD-0 | Terra AC Wallbox – 32A Smart Charger with HMI Screen, RFID reader, 4G, Double Ethernet, and 25- foot SAE J1772 cable | TAC W7-P8-RD-MCD-0 | ABB | ABB |  | 1671.2329 | 2301.8868 | 30 Weeks
Shell Recharge Solutions | Category 1 - Level 2 Chargers | Hardware - Charger | ABB-TAC W7-P8-R-D-0 | Terra AC Wallbox – 32A Smart Charger with RFID reader, Double Ethernet, and 25-foot SAE J1772 cable. | TAC W7-P8-R-D-0 | ABB | ABB |  | 1219.1781 | 1679.2453 | 30 Weeks
Shell Recharge Solutions | Category 1 - Level 2 Chargers | Hardware - Charger | ABB-TAC W7-P8-R-CD-0 | Terra AC Wallbox – 32A Smart Charger with RFID reader, 4G, Double Ethernet, and 25-foot SAE J1772 cable. | TAC W7-P8-R-CD-0 | ABB | ABB |  | 1630.137 | 2245.283 | 30 Weeks
Shell Recharge Solutions | Category 1 - Level 2 Chargers | Hardware - Charger | ABB-TAC W7-P8-R-C-0 | Terra AC Wallbox – 32A Smart Charger with RFID reader, 4G, and 25-foot SAE J1772 cable. | TAC W7-P8-R-C-0 | ABB | ABB |  | 945.2055 | 1301.8868 | 30 Weeks
Shell Recharge Solutions | Category 1 - Level 2 Chargers | Hardware - Charger | ABB-TAC W19-P8-RD-MCD-0 | Terra AC Wallbox – 80A Smart Charger with HMI Screen, RFID reader, 4G, Double Ethernet, and 25- foot SAE J1772 cable. | TAC W19-P8-RD-MCD-0 | ABB | ABB |  | 4041.0959 | 5566.0377 | 30 Weeks
Shell Recharge Solutions | Category 1 - Level 2 Chargers | Hardware - Charger | ABB - TAC-W7-P8-0 | Terra AC Wallbox – 32A Charger with 25-foot SAE J1772 cable. | TAC-W7-P8-0 | ABB | ABB |  | 815.0685 | 1122.6415 | 30 Weeks
Shell Recharge Solutions | Category 1 - DCFC | Hardware - Accessories | ABB-TERRA 350 HP-(2) 6AGC067631 (2) 6AGC101329 | "2 x Terra HP Power Cabinets (static), 175 kWp and 375 A output, 480 VAC 60 Hz input, with 2x Terra HP Gen 3 Charge Post, 500 A CCS1 and 200 A CHAdeMO, 5.3 m cables with retraction system, 15"" screen, Mifare RFID reader. cTUVus certified. Note: simultaneous charging on both cables is not supported." | (2) 6AGC067631 (2) 6AGC101329 | ABB | ABB |  | 179382.32 | 227757.84 | 30 Weeks
Shell Recharge Solutions | Category 1 - DCFC | Hardware - Accessories | ABB- CHG- PKG | HVC-C Sequential Charging Package | ABB- CHG- PKG | ABB | ABB |  | 5431.13 | 7479.8679 | 30 Weeks
Shell Recharge Solutions | Category 1 - DCFC | Hardware - Accessories | ABB- CHRG-BOX-LG-CBL | HVC-C Depot Charge Box Long CCS-1 Cable UL | ABB- CHRG-BOX-LG-CBL | ABB | ABB |  | 11815.51 | 16272.566 | 30 Weeks
Shell Recharge Solutions | Category 1 - DCFC | Hardware - Accessories | ABB-HVC150-ACC-6AGC069024 | Standalone Pedestal for HVC-150 Depot Charge Box - Optional | 6AGC069024 | ABB | ABB |  | 2772.88 | 2891.43 | 30 Weeks
Shell Recharge Solutions | Category 1 - DCFC | Hardware - Accessories | ABB-ACC-XT4-BUS-002 | Cable Management For Pedestal Mount - Optional (Must be purchased with Metal Pedestal) | XT4-BUS-002 | ABB | ABB |  | 2764.25 | 2882.43 | 30 Weeks
Shell Recharge Solutions | Category 1 - DCFC | Hardware - Accessories | ABB- ACC-6AGC076604 | The upgraded “Gold” level CCS1 cable holster for the Terra DC Wallbox is tailored to cradle the specific design of CCS1 connectors. This holster offers additional weather protection while enhancing operational lifetime of the cable connectors - in a color-matched aesthetic design. | 6AGC076604 | ABB | ABB |  | 492.27 | 598.87 | 30 Weeks
Shell Recharge Solutions | Category 1 - DCFC | Hardware - Accessories | ABB-TERRA54-CBLE-MGMT | Terra 54 Cable Management System per Connector (CANADA) | RTR-ABB-003K | ABB | ABB |  | 1780.8219 | 2452.8302 | 30 weeks
Shell Recharge Solutions | Category 1 - DCFC | Hardware - Accessories | ABB-DCWB-PEDESTAL-CJ | ABB's safety-tested DC Wallbox pedestal delivers a high quality user experience while enhancing operational lifetime.This design includes solar powered LED lighting, a removable front panel for conduit, mounting and service access, a cable management system for dual outlet configuration, corrosion-resistant lightweight aluminum construction, optional integrated AC disconnect means, mounting hardware included and the design enables ADA compliant installations. This pedestal unit comes with a 2 year parts only warranty. | DCWB-PEDESTAL-CJ | ABB | ABB |  | 3911.08 | 4758 | 30 Weeks
Shell Recharge Solutions | Category 1 - DCFC | Hardware - Accessories | ABB-Terra 54/54HV CABLE MGMT-T54-2545B | Terra 54 Cable Management Solution (Includes one cable retractor, order qty 2 for stations with two cables) | T54-2545B | ABB | ABB |  | 1334.38 | 1428.55 | 30 Weeks
Shell Recharge Solutions | Category 1 - DCFC | Hardware - Accessories | ABB-TERRA 94/124/184-6AGC101049 | Terra 94/124/184 Cable Management Solution (Includes one cable retractor, order qty 2 for stations with two cables) | 6AGC101049 | ABB | ABB |  | 1334.38 | 1651.02 | 30 Weeks
Shell Recharge Solutions | Category 1 - DCFC | Hardware - Accessories | ABB-TERRA AC-6AGC085345 | Single Pedestal – Terra AC Wallbox. | 6AGC085345 | ABB | ABB |  | 794.5205 | 1094.3396 | 30 weeks
Shell Recharge Solutions | Category 1 - DCFC | Hardware - Accessories | ABB-PDSTL-LUXAW | Luxury Pedestal – Terra AC Wallbox. Includes Cable Management System. Supports up to 2 units. | PDSTL-LUXAW | ABB | ABB |  | 5136.9863 | 7075.4717 | 30 weeks
Shell Recharge Solutions | Category 1 - DCFC | Hardware - Accessories | ABB-ABM-G4-S-ABB-C | Single Head ABB Bracket (CCS1 cable) | ABM-G4-S-ABB-C | ABB | ABB |  | 2812.88 | 3422 | 30 Weeks
Shell Recharge Solutions | Category 1 - DCFC | Hardware - Accessories | ABB-ABM-G4-D-ABB-CJ | Dual Head ABB Bracket (CCS1 & CHAdeMO cable) | ABM-G4-D-ABB-CJ | ABB | ABB |  | 4387.01 | 5337 | 30 Weeks
Shell Recharge Solutions | Category 1 - DCFC | Hardware - Accessories | ABB-DCWB-Pedestal-C | ABB's safety-tested DC Wallbox pedestal delivers a high quality user experience while enhancing operational lifetime.This design includes solar powered LED lighting, a removable front panel for conduit, mounting and service access, a cable management system for single outlet configuration, corrosionresistant lightweight aluminum construction, optional integrated AC disconnect means, mounting hardware included and the design enables ADA compliant installations. This pedestal unit comes with a 2 year parts only warranty. | DCWB-Pedestal-C | ABB | ABB |  | 3765.59 | 4581 | 30 Weeks
Shell Recharge Solutions | Category 1 - DCFC | Hardware - Accessories | Terra 124 Cable Upgrade - CCS/CHA | from 200A to 400A cables in CCS + CHAdeMo charger UL |  | ABB | ABB |  | 1837.17 | 1428.55 | 30 Weeks
Shell Recharge Solutions | Category 1 - DCFC | Hardware - Accessories | Terra 124/184 Cable Upgrade - CCS | from 200A to 400A cables in 2 x CCS charger UL |  | ABB | ABB |  | 3805.86 | 5241.5094 | 30 Weeks
Shell Recharge Solutions | Category 1 - DCFC | Hardware - Accessories | Terra 94/124/184 Extended Cables - CHA | from default 3.9m to max. 8m per cable (200A CHAdeMO) for Terra 94, Terra 124 and Terra 184 (non-HC versions |  | ABB | ABB |  | 1387.81 | 1911.3208 | 30 Weeks
Shell Recharge Solutions | Category 1 - DCFC | Hardware - Accessories | Terra 94/124/184 Extended Cables - CCS | from default 3.9m to max. 8m per cable (200A CCS) for Terra 94, Terra 124 and Terra 184 (non-HC versions) |  | ABB | ABB |  | 1041.2 | 1433.9623 | 30 Weeks
Shell Recharge Solutions | Category 1 - DCFC | Hardware - Accessories | Terra 54/54HV - Extended Cables | from default 3.9m to max. 8m per cable (max. 125A) (CCS or ChadeMO or AC) for Terra 54(HV) |  | ABB | ABB |  | 608.28 | 837.7358 | 30 Weeks
Shell Recharge Solutions | Category 1 - DCFC | Hardware - Accessories | Terra 184 Cable Upgrade - CCS/CHA | from 200A to 400A cables in CCS + CHAdeMo charger UL |  | ABB | ABB |  | 1822.1 | 1428.55 | 30 Weeks
Shell Recharge Solutions | Category 1 - DCFC | Hardware - Accessories | ABB-COMM-CSADCB | Onsite Commissioning Fee per Extra Depot Charge Box | CSADCB | ABB | ABB |  | 631.75 | 658.75 | 30 Weeks
Shell Recharge Solutions | Category 1 - DCFC | Hardware - Accessories | ABB-ChargerConnect-6AGC064781 | Charger Connect - Includes GSM connectivity, cellular data plan, live software updates and 24/7 NOC monitoring (Cost per station per year) | 6AGC064781 | ABB | ABB |  | 693.22 | 1173.45 | 30 Weeks
Shell Recharge Solutions | Category 1 - Level 2 Chargers | Hardware - Charger | BTC-30A-L2P-30-240-15 | Dual Pedestal 30A, with color screen, RFID, cellular, 2 year warranty | L2P-30-240-15 | BTC Power | BTC Power |  | 4260.7 | 4150 | 20 weeks
Shell Recharge Solutions | Category 1 - Level 2 Chargers | Hardware - Charger | BTC-30A-L2W-30-240-15 | Level 2, 30A, Commercial Charging Station To Include: PC, Controller, 7" Color LCD, Cellular Modem, RFID Reader OR Credit Card Reader, OCPP S/W (1.6xx) Dual-Port Level 2 EVSE - Wall Mount | L2W-30-240-15 | BTC Power | BTC Power |  | 4014.1 | 3900 | 20 weeks
Shell Recharge Solutions | Category 1 - Level 2 Chargers | Hardware - Charger | BTC-30A-L2P-30-240-16 | Level 2, 30A, Commercial Charging Station To Include: PC, Controller, 7" Color LCD, Cellular Modem, RFID Reader OR Credit Card Reader, OCPP S/W (1.6xx) Single-Port Level 2 EVSE - Pedestal | L2P-30-240-16 | BTC Power | BTC Power |  | 3548.3 | 3450 | 20 weeks
Shell Recharge Solutions | Category 1 - Level 2 Chargers | Hardware - Charger | BTC-30A-L2W-30-240-16 | Level 2, 30A, Commercial Charging Station To Include: PC, Controller, 7" Color LCD, Cellular Modem, RFID Reader OR Credit Card Reader, OCPP S/W (1.6xx) Single-Port Level 2 EVSE - Wall Mount | L2W-30-240-16 | BTC Power | BTC Power |  | 3288 | 3200 | 20 weeks
Shell Recharge Solutions | Category 1 - Level 2 Chargers | Hardware - Charger | BTC-70A-L2P-70-240-16 | Single-Port Level 2 EVSE - Pedestal Level 2, 70A, Commercial Charging Station To Include: PC, Controller, 7" Color LCD, Cellular Modem, RFID Reader OR Credit Card Reader, OCPP S/W (1.6xx) Single-Port Level 2 EVSE - Pedestal Single-Port Level 2 EVSE - Pedestal | L2P-70-240-16 | BTC Power | BTC Power |  | 5041.6 | 4900 | 20 weeks
Shell Recharge Solutions | Category 1 - Level 2 Chargers | Hardware - Charger | BTC-70A- L2W-70-240-16 | Level 2, 70A, Commercial Charging Station To Include: PC, Controller, 7" Color LCD, Cellular Modem, RFID Reader OR Credit Card Reader, OCPP S/W (1.6xx) Single-Port Level 2 EVSE - Wall Mount | L2W-70-240-16 | BTC Power | BTC Power |  | 4781.3 | 4650 | 20 weeks
Shell Recharge Solutions | Category 1 - Level 2 Chargers | Hardware - Charger | BTC-40A-L2P-40-240-15 | Level 2, 40A, Commercial Charging Station To Include: PC, Controller, 7" Color LCD, Cellular Modem, RFID Reader OR Credit Card Reader, OCPP S/W (1.6xx) Dual-Port Level 2 EVSE - Pedestal | L2P-40-240-15 | BTC Power | BTC Power |  | 5082.7 | 4950 | 20 weeks
Shell Recharge Solutions | Category 1 - Level 2 Chargers | Hardware - Charger | BTC-40A-L2W-40-240-15 | Level 2, 40A, Commercial Charging Station To Include: PC, Controller, 7" Color LCD, Cellular Modem, RFID Reader OR Credit Card Reader, OCPP S/W (1.6xx) Dual-Port Level 2 EVSE - Wall Mount | L2W-40-240-15 | BTC Power | BTC Power |  | 4425.1 | 4300 | 20 weeks
Shell Recharge Solutions | Category 1 - Level 2 Chargers | Hardware - Charger | BTC-40A- L2W-40-240-16 | Level 2, 40A, Commercial Charging Station To Include: PC, Controller, 7" Color LCD, Cellular Modem, RFID Reader OR Credit Card Reader, OCPP S/W (1.6xx) Single-Port Level 2 EVSE - Wall Mount | L2W-40-240-16 | BTC Power | BTC Power |  | 3959.3 | 3850 | 20 weeks
Shell Recharge Solutions | Category 1 - Level 2 Chargers | Hardware - Charger | BTC-40A-L2P-40-240-16 | Level 2, 40A, Commercial Charging Station To Include: PC, Controller, 7" Color LCD, Cellular Modem, RFID Reader OR Credit Card Reader, OCPP S/W (1.6xx) Single-Port Level 2 EVSE - Pedestal | L2P-40-240-16 | BTC Power | BTC Power |  | 4164.8 | 4050 | 20 weeks
Shell Recharge Solutions | Category 1 - DCFC | Hardware - Charger | BTC- 200A-HPCD1-200-01 | 200A Rated Power Dispenser(s) - Dual Connector - 200A Rated Copper Connectors (SAE Combo (CCS-1) and Chademo - Maximum Output 80kW (Chademo)- 180kW (SAE Combo) per connector, depending on BMS input voltage - 15" High Resolution Touch Screen Display - RFID Reader - Credit Card Reader - Includes cellular modem (but not SIM card/data usage) | HPCD1-200-01 | BTC Power | BTC Power |  | 30825 | 31400 | 4-6 weeks
Shell Recharge Solutions | Category 1 - DCFC | Hardware - Charger | BTC-125A-HPCD1-125-01 | - Dual Connector - Two (2) 125A Rated SAE Combo (CCS-1) Connectors - Maximum Output 50kW per connector - 15" High Resolution Touch Screen Display - RFID Reader - Credit Card Reader - Includes cellular modem (but not SIM card/data usage) | HPCD1-125-01 | BTC Power | BTC Power |  | 26304 | 26600 | 4-6 weeks
Shell Recharge Solutions | Category 1 - DCFC | Hardware - Charger | BTC-100kw- HPCT-100-480-02 | Power Enclosure-100kW-Two 50kW Cassettes | HPCT-100-480-02 | BTC Power | BTC Power |  | 30551 | 32700 | 4-6 weeks
Shell Recharge Solutions | Category 1 - DCFC | Hardware - Charger | BTC-150KW-HPCT-150-480-02 | Power Enclosure-150kW-Three 50kW Cassettes | HPCT-150-480-02 | BTC Power | BTC Power |  | 40415 | 41400 | 4-6 weeks
Shell Recharge Solutions | Category 1 - DCFC | Hardware - Charger | BTC-200KW-HPCT-100-480-02 | Power Enclosure-200kW-Four 50kW Cassettes | HPCT-100-480-02 | BTC Power | BTC Power |  | 50690 | 52000 | 4-6 weeks
Shell Recharge Solutions | Category 1 - DCFC | Hardware - Charger | BTC-50kW-L3S-50-208-01 | 50kW Slim 208VAC CHAdeMO/CCS1 L3S-50-208-01 - OCPP Ver 1.6x - 15" High-Resolution Color Touchscreen LCD - Cellular Modem - RFID Reader - Cord Retraction | L3S-50-208-01 | BTC Power | BTC Power |  | 31373 | 22900 | 4-6 weeks
Shell Recharge Solutions | Category 1 - DCFC | Hardware - Charger | BTC-50kW-L3S-50-480-01 | 50kW Slim 480VAC CHAdeMO/CCS1 - OCPP Ver 1.6x - 15" High-Resolution Color Touchscreen LCD - Cellular Modem - RFID Reader - Cord Retraction | L3S-50-480-01 | BTC Power | BTC Power |  | 24934 | 29750 | 4-6 weeks
Shell Recharge Solutions | Category 1 - DCFC | Hardware - Charger | BTC-350kW-HPCT-350-480-2 | - 350kW Output Power Enclosure - two (2) 200kW Towers, eight (8) 50kW power modules, ran in parellel | HPCT-350-480-2 | BTC Power | BTC Power |  | 95968.5 | 93400 | 4-6 weeks
Shell Recharge Solutions | Category 1 - DCFC | Hardware - Charger | BTC-100kW-L3R-100-480-01 | 100kW 480VAC CHAdeMO/CCS1 All BTCPower DCFC’s will include the below configuration: - OCPP Ver 1.6x - 15" High-Resolution Color Touchscreen LCD - Cellular Modem - Credit Card and RFID Reader - Cord Retraction | L3R-100-480-01 | BTC Power | BTC Power |  | 49320 | 52000 | 24 weeks
Shell Recharge Solutions | Category 1 - DCFC | Hardware - Charger | BTC- 200A-HPCD1-200-02 | 200A Rated Power Dispenser(s); Model/SKU - HPCD1-200-02 - Dual Connector - Two (2) 200A Rated Copper SAE Combo (CCS-1) Connectors - 180kW (SAE Combo) per connector, depending on EV BMS input voltage - 15" High Resolution Touch Screen Display - RFID Reader - Credit Card Reader - Includes cellular modem (but not SIM card/data usage) | HPCD1-200-02 | BTC Power | BTC Power |  | 28393.25 | 31400 | 4-6 weeks
Shell Recharge Solutions | Category 1 - DCFC | Hardware - Charger | BTC-350kW-HPCD1-350-02 | 350kW Rated Output Power Dispenser(s): - Dual Connector - Two (2) 500A Rated Liquid-Cooled SAE Combo (CCS-1) Connector - Maximum Output 400kW at 800VAC - 15" High Resolution Touch Screen Display - RFID Reader - Credit Card Reader - Includes cellular modem (but not SIM card/data usage) | HPCD1-350-02 | BTC Power | BTC Power |  | 41305.5 | 40200 | 20 Weeks
Shell Recharge Solutions | Category 1 - DCFC | Hardware - Charger | BTC-50kW-L3S-50-480-05 | 50kW Slim 480VAC CCS1 Only - RFID Reader All BTCPower DCFC’s will include the below configuration: - OCPP Ver 1.6x - 15" High-Resolution Color Touchscreen LCD - Cellular Modem - Credit Card and RFID Reader - Cord Retraction | L3S-50-480-05-001 | BTC Power | BTC Power |  | 21235 | 25250 | 14-16 weeks
Shell Recharge Solutions | Category 1 - DCFC | Hardware - Charger | BTC-50kW-L3S-50-208-02 | 50kW Slim 208VAC CCS1/CCS1 - OCPP Ver 1.6x - 15" High-Resolution Color Touchscreen LCD - Cellular Modem - Credit Card and RFID Reader - Cord Retraction | L3S-50-208-02 | BTC Power | BTC Power |  | 31373 | 30950 | 4-6 weeks
Shell Recharge Solutions | Category 1 - DCFC | Hardware - Charger | BTC-50kW-L3S-50-480-02 | 50kW Slim 480VAC CCS1/CCS1 All BTCPower DCFC’s will include the below configuration: - OCPP Ver 1.6x - 15" High-Resolution Color Touchscreen LCD - Cellular Modem - Credit Card and RFID Reader - Cord Retraction | L3S-50-480-02 | BTC Power | BTC Power |  | 24934 | 29750 | 14-16 weeks
Shell Recharge Solutions | Category 1 - DCFC | Hardware - Charger | BTC-50KW-L3S-50-480-05 | 50kW Slim 480VAC CCS1 Only - Credit Card All BTCPower DCFC’s will include the below configuration: - OCPP Ver 1.6x - 15" High-Resolution Color Touchscreen LCD - Cellular Modem - Credit Card and RFID Reader - Cord Retraction | L3S-50-480-05 | BTC Power | BTC Power |  | 21235 | 25250 | 14-16 weeks
Shell Recharge Solutions | Category 1 - DCFC | Hardware - Charger | BTC-50kW-L3S-50-480-06 | 50kW Slim 480VAC CHAdeMO Only - Credit Card All BTCPower DCFC’s will include the below configuration: - OCPP Ver 1.6x - 15" High-Resolution Color Touchscreen LCD - Cellular Modem - Credit Card and RFID Reader - Cord Retraction | L3S-50-480-06 | BTC Power | BTC Power |  | 22057 | 26250 | 14-16 weeks
Shell Recharge Solutions | Category 1 - DCFC | Hardware - Charger | BTC-100kW-L3R-100-480-02 | 100kW 480VAC CCS1/CCS1 - OCPP Ver 1.6x - 15" High-Resolution Color Touchscreen LCD - Cellular Modem - Credit Card and RFID Reader - Cord Retraction | L3R-100-480-02 | BTC Power | BTC Power |  | 49320 | 52000 | 4-6 weeks
Shell Recharge Solutions | Category 1 - Level 2 Chargers | Hardware - Accessories | BTC- 25ft cable | BTC 25ft Cable (L2) | BTC- 25ft cable | BTC Power | BTC Power |  | 291.13 | 400.9434 | 2-4 weeks
Shell Recharge Solutions | Category 1 - Level 2 Chargers | Hardware - Accessories | BTC- L2- Holster | BTC L2 Holster | BTC- L2- Holster | BTC Power | BTC Power |  | 27.4 | 37.7358 | 2-4 weeks
Shell Recharge Solutions | Category 1 - Level 2 Chargers | Hardware - Accessories | BTC- Wall to Ped- Conversion Kit | Wall-Mount to Pedestal Conversion Kit: - Pedestal Base - Rear Door - Mounting and other Misc. required hardware | BTC- Wall to Ped- Conversion Kit | BTC Power | BTC Power |  | 890.5 | 1226.4151 | 4-6 weeks
Shell Recharge Solutions | Category 1 - Level 2 Chargers | Hardware - Accessories | BTC- WIFI | Wifi Capability (2.4 GHz, 802.11 b/g/n) | EVP-WIFI-001 | BTC Power | BTC Power |  | 260.3 | 250
Shell Recharge Solutions | Category 1 - Level 2 Chargers | Hardware - Accessories | BTC-CBLE-RETRCT-PER PORT | Cable Retractors Per Port | EVP-RETR-000 | BTC Power | BTC Power |  | 315.1 | 300 | 2-4 weeks
Shell Recharge Solutions | Category 1 - Level 2 Chargers | Hardware - Accessories | BTC-CC- READER | BTC Credit card reader | EVP-CCR-001 | BTC Power | BTC Power |  | 356.2 | 350 | 2-4 weeks
Shell Recharge Solutions | Category 1 - Level 2 Chargers | Hardware - Accessories | BTC-CELLMODEM-CDMA | BTC CradlePoint Cellular modem (Verizon) | 3725-104-E-10-Z-xx | BTC Power | BTC Power |  | 952.15 | 1311.3208 | 2-4 Weeks
Shell Recharge Solutions | Category 1 - Level 2 Chargers | Hardware - Accessories | BTC-OPT-RFID-CNTCTLSS | BTC Power Contactless RFID reader | EVP-RFID-001 | BTC Power | BTC Power |  | 301.4 | 290 | 4-6 weeks
Shell Recharge Solutions | Category 1 - Level 2 Chargers | Hardware - Accessories | EVO-NETWORK CONFIGURATION | Network Configuration |  | EVoCharge | EVoCharge |  | 68.5 | 100
Shell Recharge Solutions | Category 1 - Level 2 Chargers | Hardware - Charger | EVO-iEVSEPlus-DUAL-PED-EVC3AC2A1E1B2 | EvoCharge Charging Stations with Pedestal Mount , SAE J1772, AC Level 2, 32A, 7.7 kW , Cable Management System: Connector & holster included , J1772 Cordset: standard length: 18 ft. , NEMA 4, Outdoor and Indoor Rated , High-strength Anodized Aluminum Pedestal: Standard Pedestal Height: 4 ft. , UL/cUL Listed | EVC3AC2A1E1B2 | EVoCharge | EVoCharge |  | 3954.75 | 3848.9 | 15-20 days
Shell Recharge Solutions | Category 1 - Level 2 Chargers | Hardware - Charger | EVO-iEVSE-DUAL-PED-EVC3AB1A1E1B2 | EvoCharge Charging Stations with Pedestal Mount , SAE J1772, AC Level 2, 32A, 7.7 kW , Cable Management System: Connector & holster included , J1772 Cordset: standard length: 18 ft. , NEMA 4, Outdoor and Indoor Rated , High-strength Anodized Aluminum Pedestal: Standard Pedestal Height: 4 ft. , UL/cUL Listed | EVC3AB1A1E1B2 | EVoCharge | EVoCharge |  | 2824.5 | 2748.9 | 15-20 days
Shell Recharge Solutions | Category 1 - Level 2 Chargers | Hardware - Charger | EVO-iEVSEPlus-SING-PED-EVC3AC2A1E1A2 | EvoCharge Charging Stations with Pedestal Mount , SAE J1772, AC Level 2, 32A, 7.7 kW , Cable Management System: Connector & holster included , J1772 Cordset: standard length: 18 ft. , NEMA 4, Outdoor and Indoor Rated , High-strength Anodized Aluminum Pedestal: Standard Pedestal Height: 4 ft. , UL/cUL Listed | EVC3AC2A1E1A2 | EVoCharge | EVoCharge |  | 2372.4 | 2308.9 | 15-20 days
Shell Recharge Solutions | Category 1 - Level 2 Chargers | Hardware - Charger | EVO-iEVSE-SING-PED-EVC3AB1A1E1A2 | EvoCharge Charging Stations with Pedestal Mount , SAE J1772, AC Level 2, 32A, 7.7 kW , Cable Management System: Connector & holster included , J1772 Cordset: standard length: 18 ft. , NEMA 4, Outdoor and Indoor Rated , High-strength Anodized Aluminum Pedestal: Standard Pedestal Height: 4 ft. , UL/cUL Listed | EVC3AB1A1E1A2 | EVoCharge | EVoCharge |  | 1807.27 | 1758.9 | 15-20 days
Shell Recharge Solutions | Category 1 - Level 2 Chargers | Hardware - Charger | EVO-iEVSEPlus-25-SING-WALL-EVC3AC2B1E1A1 | EvoCharge Charging Station Wall Mount , SAE J1772, AC Level 2, 32A, 7.7 kW , Cable Management System: Connector & holster included , J1772 Cordset , NEMA 4, Outdoor and Indoor Rated , UL/cUL Listed , Note: Dual Port Wall Mount achieved by mounting (2) Charging Stations side-by-side | EVC3AC2B1E1A1 | EVoCharge | EVoCharge |  | 1637.74 | 1593.9 | 15-20 days
Shell Recharge Solutions | Category 1 - Level 2 Chargers | Hardware - Charger | EVO-iEVSEPlus-18-SING-WALL-EVC3AC2A1E1A1 | EvoCharge Charging Station Wall Mount , SAE J1772, AC Level 2, 32A, 7.7 kW , Cable Management System: Connector & holster included , J1772 Cordset , NEMA 4, Outdoor and Indoor Rated , UL/cUL Listed , Note: Dual Port Wall Mount achieved by mounting (2) Charging Stations side-by-side | EVC3AC2A1E1A1 | EVoCharge | EVoCharge |  | 1581.23 | 1538.9 | 15-20 days
Shell Recharge Solutions | Category 1 - Level 2 Chargers | Hardware - Charger | EVO-iEVSE-25-SING-WALL-EVC3AB1B2E1A1 | EvoCharge Charging Station Wall Mount , SAE J1772, AC Level 2, 32A, 7.7 kW , Cable Management System: Connector & holster included , J1772 Cordset , NEMA 4, Outdoor and Indoor Rated , UL/cUL Listed , Note: Dual Port Wall Mount achieved by mounting (2) Charging Stations side-by-side | EVC3AB1B2E1A1 | EVoCharge | EVoCharge |  | 1072.61 | 1043.9 | 15-20 days
Shell Recharge Solutions | Category 1 - Level 2 Chargers | Hardware - Charger | EVO-iEVSE-18-SING-WALL-EVC3AB0A2E1A1 | EvoCharge Charging Station Wall Mount , SAE J1772, AC Level 2, 32A, 7.7 kW , Cable Management System: Connector & holster included , J1772 Cordset , NEMA 4, Outdoor and Indoor Rated , UL/cUL Listed , Note: Dual Port Wall Mount achieved by mounting (2) Charging Stations side-by-side | EVC3AB0A2E1A1 | EVoCharge | EVoCharge |  | 1016.1 | 988.9 | 15-20 days
Shell Recharge Solutions | Category 1 - Level 2 Chargers | Hardware - Charger | EVO-iEVSEPlus-DUAL-PED-EVC3AC2B1A1B4 | EvoCharge Charging Stations with Retractor and Pedestal , SAE J1772, AC Level 2, 32A, 7.7 kW , Cable Management System: Retractor™ – spring loaded tether, suspends cable. Connector and holsters included , J1772 Cordset: standard length: 25 ft. , NEMA 4, Outdoor and Indoor Rated , High-strength Anodized Aluminum Pedestal: Standard Pedestal Height: 8 ft. (to allow Retractor to suspend cable from ground) , UL/cUL Listed | EVC3AC2B1A1B4 | EVoCharge | EVoCharge |  | 5763.15 | 5608.9 | 15-20 days
Shell Recharge Solutions | Category 1 - Level 2 Chargers | Hardware - Charger | EVO-iEVSE-DUAL-PED-EVC3AB1B1A1B4 | EvoCharge Charging Stations with Retractor and Pedestal , SAE J1772, AC Level 2, 32A, 7.7 kW , Cable Management System: Retractor™ – spring loaded tether, suspends cable. Connector and holsters included , J1772 Cordset: standard length: 25 ft. , NEMA 4, Outdoor and Indoor Rated , High-strength Anodized Aluminum Pedestal: Standard Pedestal Height: 8 ft. (to allow Retractor to suspend cable from ground) , UL/cUL Listed | EVC3AB1B1A1B4 | EVoCharge | EVoCharge |  | 4632.9 | 4508.9 | 15-20 days
Shell Recharge Solutions | Category 1 - Level 2 Chargers | Hardware - Charger | EVO-iEVSEPlus-SING-PED-EVC3AC2B1A1A4 | EvoCharge Charging Stations with Retractor and Pedestal , SAE J1772, AC Level 2, 32A, 7.7 kW , Cable Management System: Retractor™ – spring loaded tether, suspends cable. Connector and holsters included , J1772 Cordset: standard length: 25 ft. , NEMA 4, Outdoor and Indoor Rated , High-strength Anodized Aluminum Pedestal: Standard Pedestal Height: 8 ft. (to allow Retractor to suspend cable from ground) , UL/cUL Listed | EVC3AC2B1A1A4 | EVoCharge | EVoCharge |  | 3446.14 | 3353.9 | 15-20 days
Shell Recharge Solutions | Category 1 - Level 2 Chargers | Hardware - Charger | EVO-iEVSE-SING-PED-EVC3AB1B1A1A4 | EvoCharge Charging Stations with Retractor and Pedestal , SAE J1772, AC Level 2, 32A, 7.7 kW , Cable Management System: Retractor™ – spring loaded tether, suspends cable. Connector and holsters included , J1772 Cordset: standard length: 25 ft. , NEMA 4, Outdoor and Indoor Rated , High-strength Anodized Aluminum Pedestal: Standard Pedestal Height: 8 ft. (to allow Retractor to suspend cable from ground) , UL/cUL Listed | EVC3AB1B1A1A4 | EVoCharge | EVoCharge |  | 2881.01 | 2803.9 | 15-20 days
Shell Recharge Solutions | Category 1 - Level 2 Chargers | Hardware - Charger | EVO-iEVSEPlus-SING-WALL-EVC3AC2B1A1A1 | EvoCharge Wall Mount Charging Station with Retractor , SAE J1772, AC Level 2, 32A, 7.7 kW , Cable Management System: Retractor™ – spring loaded tether, suspends cable. Connector and holster included , J1772 Cordset: standard length: 25 ft. , NEMA 4, Outdoor and Indoor Rated , UL/cUL Listed , Note: Dual Port Wall Mount achieved by mounting (2) Charging Stations side-by-side | EVC3AC2B1A1A1 | EVoCharge | EVoCharge |  | 2513.89 | 2253.9 | 15-20 days
Shell Recharge Solutions | Category 1 - Level 2 Chargers | Hardware - Charger | EVO-iEVSE-SING-WALL-EVC3AB1B2A1A1 | EvoCharge Wall Mount Charging Station with Retractor , SAE J1772, AC Level 2, 32A, 7.7 kW , Cable Management System: Retractor™ – spring loaded tether, suspends cable. Connector and holster included , J1772 Cordset: standard length: 25 ft. , NEMA 4, Outdoor and Indoor Rated , UL/cUL Listed , Note: Dual Port Wall Mount achieved by mounting (2) Charging Stations side-by-side | EVC3AB1B2A1A1 | EVoCharge | EVoCharge |  | 1750.76 | 1703.9 | 15-20 days
Shell Recharge Solutions | Category 1 - Level 2 Chargers | Hardware - Charger | EVO-iEVSEPlus-DUAL-EvoReel-EVC4AC2C1B1B3 | EvoCharge with EvoReel Pedestal Mount Charging Stations , SAE J1772, AC Level 2, 24A, 5.8 kW , Cable Management System: EvoReel – self-retracting and locking , J1772 Cordset Standard length: 22 ft. , NEMA 4, Outdoor and Indoor Rated , High-strength Anodized Aluminum Pedestal: Standard Pedestal Height: 6 ft. for overhead mounting of EvoReel , UL/cUL Listed (charging station) *Optional Cordset 30 ft. | EVC4AC2C1B1B3 | EVoCharge | EVoCharge |  | 6836.89 | 6653.9 | 15-20 days
Shell Recharge Solutions | Category 1 - Level 2 Chargers | Hardware - Charger | EVO-iEVSE-DUAL-EvoReel-EVC4AB1C1B1B3 | EvoCharge with EvoReel Pedestal Mount Charging Stations , SAE J1772, AC Level 2, 24A, 5.8 kW , Cable Management System: EvoReel – self-retracting and locking , J1772 Cordset Standard length: 22 ft. , NEMA 4, Outdoor and Indoor Rated , High-strength Anodized Aluminum Pedestal: Standard Pedestal Height: 6 ft. for overhead mounting of EvoReel , UL/cUL Listed (charging station) *Optional Cordset 30 ft. | EVC4AB1C1B1B3 | EVoCharge | EVoCharge |  | 5706.64 | 5553.9 | 15-20 days
Shell Recharge Solutions | Category 1 - Level 2 Chargers | Hardware - Charger | EVO-iEVSE Plus-SING-EvoReel-EVC4AB1C1B1A3 | EvoCharge with EvoReel Pedestal Mount Charging Stations , SAE J1772, AC Level 2, 24A, 5.8 kW , Cable Management System: EvoReel – self-retracting and locking , J1772 Cordset Standard length: 22 ft. , NEMA 4, Outdoor and Indoor Rated , High-strength Anodized Aluminum Pedestal: Standard Pedestal Height: 6 ft. for overhead mounting of EvoReel , UL/cUL Listed (charging station) *Optional Cordset 30 ft. | EVC4AC2C1B1A3 | EVoCharge | EVoCharge |  | 3898.24 | 3793.9 | 15-20 days
Shell Recharge Solutions | Category 1 - Level 2 Chargers | Hardware - Charger | EVO-iEVSE-SING-EvoReel-EVC4AB1C1B1A3 | EvoCharge with EvoReel Pedestal Mount Charging Stations , SAE J1772, AC Level 2, 24A, 5.8 kW , Cable Management System: EvoReel – self-retracting and locking , J1772 Cordset Standard length: 22 ft. , NEMA 4, Outdoor and Indoor Rated , High-strength Anodized Aluminum Pedestal: Standard Pedestal Height: 6 ft. for overhead mounting of EvoReel , UL/cUL Listed (charging station) *Optional Cordset 30 ft. | EVC4AB1C1B1A3 | EVoCharge | EVoCharge |  | 3333.11 | 3243.9 | 15-20 days
Shell Recharge Solutions | Category 1 - Level 2 Chargers | Hardware - Charger | EVO-iEVSEPlus-30-EvoReel-EVC4AC2D1B1A1 | EvoCharge with EvoReel Wall Mount Charging Station , SAE J1772, AC Level 2, 24A, 5.8 kW , Cable Management System: EvoReel – self-retracting and locking , J1772 Cordset length: 22 or 30 ft. , NEMA 4, Outdoor and Indoor Rated , UL/cUL Listed (charging station) , Note: Dual Port Wall Mount achieved by mounting (2) Charging Stations side-by-side Interconnect: EVE Cable – Connects EvoReel to EVSE. Standard length is 3 ft.; *Optional length 20 ft. for remote mounting reel (including overhead mounting) | EVC4AC2D1B1A1 | EVoCharge | EVoCharge |  | 3050.55 | 2968.9 | 15-20 days
Shell Recharge Solutions | Category 1 - Level 2 Chargers | Hardware - Charger | EVO-iEVSEPlus-22-EvoReel-EVC4AC2C1B1A1 | EvoCharge with EvoReel Wall Mount Charging Station , SAE J1772, AC Level 2, 24A, 5.8 kW , Cable Management System: EvoReel – self-retracting and locking , J1772 Cordset length: 22 or 30 ft. , NEMA 4, Outdoor and Indoor Rated , UL/cUL Listed (charging station) , Note: Dual Port Wall Mount achieved by mounting (2) Charging Stations side-by-side Interconnect: EVE Cable – Connects EvoReel to EVSE. Standard length is 3 ft.; *Optional length 20 ft. for remote mounting reel (including overhead mounting) | EVC4AC2C1B1A1 | EVoCharge | EVoCharge |  | 2937.53 | 2858.9 | 15-20 days
Shell Recharge Solutions | Category 1 - Level 2 Chargers | Hardware - Charger | EVO-iEVSE-30-EvoReel-EVC4AB1C2B1A1 | EvoCharge with EvoReel Wall Mount Charging Station , SAE J1772, AC Level 2, 24A, 5.8 kW , Cable Management System: EvoReel – self-retracting and locking , J1772 Cordset length: 22 or 30 ft. , NEMA 4, Outdoor and Indoor Rated , UL/cUL Listed (charging station) , Note: Dual Port Wall Mount achieved by mounting (2) Charging Stations side-by-side Interconnect: EVE Cable – Connects EvoReel to EVSE. Standard length is 3 ft.; *Optional length 20 ft. for remote mounting reel (including overhead mounting) | EVC4AB1C2B1A1 | EVoCharge | EVoCharge |  | 2485.42 | 2418.9 | 15-20 days
Shell Recharge Solutions | Category 1 - Level 2 Chargers | Hardware - Charger | EVO-iEVSE-22-EvoReel-EVC4AB1C2B1A1 | EvoCharge with EvoReel Wall Mount Charging Station , SAE J1772, AC Level 2, 24A, 5.8 kW , Cable Management System: EvoReel – self-retracting and locking , J1772 Cordset length: 22 or 30 ft. , NEMA 4, Outdoor and Indoor Rated , UL/cUL Listed (charging station) , Note: Dual Port Wall Mount achieved by mounting (2) Charging Stations side-by-side Interconnect: EVE Cable – Connects EvoReel to EVSE. Standard length is 3 ft.; *Optional length 20 ft. for remote mounting reel (including overhead mounting) | EVC4AB1C2B1A1 | EVoCharge | EVoCharge |  | 2372.4 | 2308.9 | 15-20 days
Shell Recharge Solutions | Category 1 - Level 2 Chargers | Hardware - Charger | EVSE-3703-2000-W-20-36-41-xx | Model 3703, Wrapped Cable EVSE, 40/30A Switchable, ZigBee, Wall Mountable, DR/Display, EUMD | 3703-2000-W-20-36-41-xx | EVSE LLC (CMI) | EVSE LLC (CMI) |  | 3398.6301 | 3308 | 4-6 weeks
Shell Recharge Solutions | Category 1 - Level 2 Chargers | Hardware - Charger | EVSE-3703-2000-W-20-36-45-xx | Model 3703, Wrapped Cable EVSE, 40/30A Switchable, Serial, Wall Mountable, DR/Display, EUMD | 3703-2000-W-20-36-45-xx | EVSE LLC (CMI) | EVSE LLC (CMI) |  | 3193.1507 | 3108 | 4-6 weeks
Shell Recharge Solutions | Category 1 - Level 2 Chargers | Hardware - Charger | EVSE-3703-2000-W-21-36-41-xx | Model 3703, Wrapped Cable EVSE, 40/30A Switchable, ZigBee, Wall Mountable, DR/RFID, EUMD | 3703-2000-W-21-36-41-xx | EVSE LLC (CMI) | EVSE LLC (CMI) |  | 3698.6301 | 3600 | 4-6 weeks
Shell Recharge Solutions | Category 1 - Level 2 Chargers | Hardware - Charger | EVSE-3703-2000-W-21-36-45-xx | Model 3703, Wrapped Cable EVSE, 40/30A Switchable, Serial, Wall Mountable, DR/RFID, EUMD | 3703-2000-W-21-36-45-xx | EVSE LLC (CMI) | EVSE LLC (CMI) |  | 3591.7808 | 3496 | 4-6 weeks
Shell Recharge Solutions | Category 1 - Level 2 Chargers | Hardware - Charger | EVSE-3703-2000-W-21-xx-41-xx | Model 3703, Wrapped Cable EVSE, 40/30A Switchable, ZigBee, Wall Mountable, DR/RFID | 3703-2000-W-21-xx-41-xx | EVSE LLC (CMI) | EVSE LLC (CMI) |  | 3333.9041 | 3245 | 4-6 weeks
Shell Recharge Solutions | Category 1 - Level 2 Chargers | Hardware - Charger | EVSE-3703-2000-W-21-xx-45-xx | Model 3703, Wrapped Cable EVSE, 40/30A Switchable, Serial, Wall Mountable, DR/RFID | 3703-2000-W-21-xx-45-xx | EVSE LLC (CMI) | EVSE LLC (CMI) |  | 3227.0548 | 3141 | 4-6 weeks
Shell Recharge Solutions | Category 1 - Level 2 Chargers | Hardware - Charger | EVSE-3703-2000-W-28-36-41-xx | Model 3703, Wrapped Cable EVSE, 40/30A Switchable, ZigBee, Wall Mountable, DR, EUMD | 3703-2000-W-28-36-41-xx | EVSE LLC (CMI) | EVSE LLC (CMI) |  | 3185.9589 | 3101 | 4-6 weeks
Shell Recharge Solutions | Category 1 - Level 2 Chargers | Hardware - Charger | EVSE-3703-2000-W-28-36-45-xx | Model 3703, Wrapped Cable EVSE, 40/30A Switchable, Serial, Wall Mountable, DR, EUMD | 3703-2000-W-28-36-45-xx | EVSE LLC (CMI) | EVSE LLC (CMI) |  | 2980.4795 | 2901 | 4-6 weeks
Shell Recharge Solutions | Category 1 - Level 2 Chargers | Hardware - Charger | EVSE-3703-2000-W-28-xx-41-xx | Model 3703, Wrapped Cable EVSE, 40/30A Switchable, ZigBee, Wall Mountable, DR | 3703-2000-W-28-xx-41-xx | EVSE LLC (CMI) | EVSE LLC (CMI) |  | 2821.2329 | 2746 | 4-6 weeks
Shell Recharge Solutions | Category 1 - Level 2 Chargers | Hardware - Charger | EVSE-3703-2000-W-28-xx-45-xx | Model 3703, Wrapped Cable EVSE, 40/30A Switchable, Serial, Wall Mountable, DR | 3703-2000-W-28-xx-45-xx | EVSE LLC (CMI) | EVSE LLC (CMI) |  | 2615.7534 | 2546 | 4-6 weeks
Shell Recharge Solutions | Category 1 - Level 2 Chargers | Hardware - Charger | EVSE-3722-002-28-32-41-51 | Galaxy Overhead w/Retractable Cable, 40/30A Switchable, ZigBee, DR, FOB | 3722-002-28-32-41-51 | EVSE LLC (CMI) | EVSE LLC (CMI) |  | 4204.1096 | 4092 | 4-6 weeks
Shell Recharge Solutions | Category 1 - Level 2 Chargers | Hardware - Charger | EVSE-3722-002-28-32-45-51 | Galaxy Overhead w/Cable Mgmt, 30A, Serial, DR, FOB | 3722-002-28-32-45-51 | EVSE LLC (CMI) | EVSE LLC (CMI) |  | 3998.6301 | 2892 | 4-6 weeks
Shell Recharge Solutions | Category 1 - Level 2 Chargers | Hardware - Charger | EVSE-3722-002-28-36-41-51 | Galaxy Overhead w/Cable Mgmt, 30A, ZigBee, DR, EUMD | 3722-002-28-36-41-51 | EVSE LLC (CMI) | EVSE LLC (CMI) |  | 4370.5479 | 4254 | 4-6 weeks
Shell Recharge Solutions | Category 1 - Level 2 Chargers | Hardware - Charger | EVSE-3722-002-28-36-45-51 | Galaxy Overhead w/Cable Mgmt, 30A, Serial, DR, EUMD | 3722-002-28-36-45-51 | EVSE LLC (CMI) | EVSE LLC (CMI) |  | 4165.0685 | 5736.7925 | 4-6 weeks
Shell Recharge Solutions | Category 1 - Level 2 Chargers | Hardware - Charger | EVSE-3722-002-28-37-41-51 | Galaxy Overhead w/Retractable Cable, 40/30A Switchable, ZigBee, DR, Wireless PB | 3722-002-28-37-41-51 | EVSE LLC (CMI) | EVSE LLC (CMI) |  | 4309.9315 | 4195 | 4-6 weeks
Shell Recharge Solutions | Category 1 - Level 2 Chargers | Hardware - Charger | EVSE-3722-002-28-37-45-51 | Galaxy Overhead w/Cable Mgmt, 30A, Serial, DR, Wireless PB | 3722-002-28-37-45-51 | EVSE LLC (CMI) | EVSE LLC (CMI) |  | 4104.4521 | 3995 | 4-6 weeks
Shell Recharge Solutions | Category 1 - Level 2 Chargers | Hardware - Charger | EVSE-3722-002-28-38-41-51 | Galaxy Overhead w/Retractable Cable, 40/30A Switchable, ZigBee, DR, Wired PB | 3722-002-28-38-41-51 | EVSE LLC (CMI) | EVSE LLC (CMI) |  | 4115.7534 | 4006 | 4-6 weeks
Shell Recharge Solutions | Category 1 - Level 2 Chargers | Hardware - Charger | EVSE-3722-002-28-38-45-51 | Galaxy Overhead w/Cable Mgmt, 30A, Serial, DR, Wired PB | 3722-002-28-38-45-51 | EVSE LLC (CMI) | EVSE LLC (CMI) |  | 3910.274 | 3806 | 4-6 weeks
Shell Recharge Solutions | Category 1 - Level 2 Chargers | Hardware - Charger | EVSE-3722-002-28-90-41-51 | Galaxy Overhead w/Retractable Cable, 40/30A Switchable, ZigBee, DR, FOB, EUMD | 3722-002-28-90-41-51 | EVSE LLC (CMI) | EVSE LLC (CMI) |  | 4568.8356 | 4447 | 4-6 weeks
Shell Recharge Solutions | Category 1 - Level 2 Chargers | Hardware - Charger | EVSE-3722-002-28-39-45-51 | Galaxy Overhead w/Cable Mgmt, 30A, Serial, DR, FOB, EUMD | 3722-002-28-39-45-51 | EVSE LLC (CMI) | EVSE LLC (CMI) |  | 4218.4932 | 4106 | 4-6 weeks
Shell Recharge Solutions | Category 1 - Level 2 Chargers | Hardware - Charger | EVSE-3722-002-28-91-41-51 | Galaxy Overhead w/Retractable Cable, 40/30A Switchable, ZigBee, DR, Wireless PB, EUMD | 3722-002-28-91-41-51 | EVSE LLC (CMI) | EVSE LLC (CMI) |  | 4674.6575 | 4550 | 4-6 weeks
Shell Recharge Solutions | Category 1 - Level 2 Chargers | Hardware - Charger | EVSE-3722-002-28-90-45-51 | Galaxy Overhead w/Cable Mgmt, 30A, Serial, DR, Wireless PB, EUMD | 3722-002-28-90-45-51 | EVSE LLC (CMI) | EVSE LLC (CMI) |  | 4363.3562 | 4247 | 4-6 weeks
Shell Recharge Solutions | Category 1 - Level 2 Chargers | Hardware - Charger | EVSE-3722-002-28-92-41-51 | Galaxy Overhead w/Retractable Cable, 40/30A Switchable, Zigbee, DR, Wired PB, EUMD | 3722-002-28-92-41-51 | EVSE LLC (CMI) | EVSE LLC (CMI) |  | 4480.4795 | 4361 | 4-6 weeks
Shell Recharge Solutions | Category 1 - Level 2 Chargers | Hardware - Charger | EVSE-3722-002-28-91-45-51 | Galaxy Overhead w/Cable Mgmt, 30A, Serial, DR, Wired PB, EUMD | 3722-002-28-91-45-51 | EVSE LLC (CMI) | EVSE LLC (CMI) |  | 4469.1781 | 4350 | 4-6 weeks
Shell Recharge Solutions | Category 1 - Level 2 Chargers | Hardware - Charger | EVSE-3722-002-28-xx-41-51 | Galaxy Overhead w/Retractable Cable, 40/30A Switchable, ZigBee, DR | 3722-002-28-xx-41-51 | EVSE LLC (CMI) | EVSE LLC (CMI) |  | 4005.8219 | 3899 | 4-6 weeks
Shell Recharge Solutions | Category 1 - Level 2 Chargers | Hardware - Charger | EVSE-3722-002-28-xx-45-51 | Galaxy Overhead w/Cable Mgmt, 30A, Serial, DR | 3722-002-28-xx-45-51 | EVSE LLC (CMI) | EVSE LLC (CMI) |  | 3800.3425 | 3699 | 4-6 weeks
Shell Recharge Solutions | Category 1 - Level 2 Chargers | Hardware - Charger | EVSE-3704-2000-W-28-93-41-50 | Model 3704, w/Retractable Cable, 40/30A Switchable, ZigBee, Backplate Mountable, DR, EUMD, RFID at Ground Level | 3704-2000-W-28-93-41-50 | EVSE LLC (CMI) | EVSE LLC (CMI) |  | 4641.7808 | 4518 | 4-6 weeks
Shell Recharge Solutions | Category 1 - Level 2 Chargers | Hardware - Charger | EVSE-3704-2000-W-28-39-41-50 | Model 3704, w/Retractable Cable, 40/30A Switchable, ZigBee, Backplate Mountable, DR, RFID at Ground Level | 3704-2000-W-28-39-41-50 | EVSE LLC (CMI) | EVSE LLC (CMI) |  | 4277.0548 | 4163 | 4-6 weeks
Shell Recharge Solutions | Category 1 - Level 2 Chargers | Hardware - Charger | EVSE-3704-2000-W-28-36-41-50 | Model 3704, w/Retractable Cable, 40/30A Switchable, ZigBee, Backplate Mountable, DR, EUMD | 3704-2000-W-28-36-41-50 | EVSE LLC (CMI) | EVSE LLC (CMI) |  | 4238.0137 | 4125 | 4-6 weeks
Shell Recharge Solutions | Category 1 - Level 2 Chargers | Hardware - Charger | EVSE-3704-2000-W-28-xx-41-50 | Model 3704, w/Retractable Cable, 40/30A Switchable, ZigBee, Backplate Mountable, DR | 3704-2000-W-28-xx-41-50 | EVSE LLC (CMI) | EVSE LLC (CMI) |  | 3873.2877 | 3770 | 4-6 weeks
Shell Recharge Solutions | Category 1 - Level 2 Chargers | Hardware - Charger | EVSE-3704-2000-W-28-36-45-50 | Model 3704, w/Retractable Cable, 40/30A Switchable, Serial, Backplate Mountable, DR, EUMD | 3704-2000-W-28-36-45-50 | EVSE LLC (CMI) | EVSE LLC (CMI) |  | 4032.5342 | 3925 | 4-6 weeks
Shell Recharge Solutions | Category 1 - Level 2 Chargers | Hardware - Charger | EVSE-3704-2000-W-28-xx-45-50 | Model 3704, w/Retractable Cable, 40/30A Switchable, Serial, Backplate Mountable, DR | 3704-2000-W-28-xx-45-50 | EVSE LLC (CMI) | EVSE LLC (CMI) |  | 3667.8082 | 3570 | 4-6 weeks
Shell Recharge Solutions | Category 1 - Level 2 Chargers | Hardware - Charger | EVSE-3704-2000-W-28-93-xx-50 | Model 3704, w/Retractable Cable, 40/30A Switchable, No ZigBee or Serial, Backplate Mountable, DR, EUMD, RFID at Ground Level | 3704-2000-W-28-93-xx-50 | EVSE LLC (CMI) | EVSE LLC (CMI) |  | 4379.7945 | 4263 | 4-6 weeks
Shell Recharge Solutions | Category 1 - Level 2 Chargers | Hardware - Charger | EVSE-3704-2000-W-28-39-xx-50 | Model 3704, w/Retractable Cable, 40/30A Switchable, No ZigBee or Serial, Backplate Mountable, DR, RFID at Ground Level | 3704-2000-W-28-39-xx-50 | EVSE LLC (CMI) | EVSE LLC (CMI) |  | 4015.0685 | 3908 | 4-6 weeks
Shell Recharge Solutions | Category 1 - Level 2 Chargers | Hardware - Charger | EVSE-3704-2000-W-28-36-xx-50 | Model 3704, w/Retractable Cable, 40/30A Switchable, No ZigBee or Serial, Backplate Mountable, DR, EUMD | 3704-2000-W-28-36-xx-50 | EVSE LLC (CMI) | EVSE LLC (CMI) |  | 3976.0274 | 3870 | 4-6 weeks
Shell Recharge Solutions | Category 1 - Level 2 Chargers | Hardware - Charger | EVSE-3704-2000-W-28-xx-xx-50 | Model 3704, w/Retractable Cable, 40/30A Switchable, No ZigBee or Serial, Backplate Mountable, DR | 3704-2000-W-28-xx-xx-50 | EVSE LLC (CMI) | EVSE LLC (CMI) |  | 3611.3014 | 3515 | 4-6 weeks
Shell Recharge Solutions | Category 1 - Level 2 Chargers | Hardware - Charger | EVSE-3704-2000-W-28-93-41-53 | Model 3704, w/Retractable Cable, 40/30A Switchable, ZigBee, Backplate Mountable, DR, EUMD, RFID at Ground Level, TMobile Gateway | 3704-2000-W-28-93-41-53 | EVSE LLC (CMI) | EVSE LLC (CMI) |  | 6240.411 | 6074 | 4-6 weeks
Shell Recharge Solutions | Category 1 - Level 2 Chargers | Hardware - Charger | EVSE-3704-2000-W-28-39-41-53 | Model 3704, w/Retractable Cable, 40/30A Switchable, ZigBee, Backplate Mountable, DR, RFID at Ground Level, TMobile Gateway | 3704-2000-W-28-39-41-53 | EVSE LLC (CMI) | EVSE LLC (CMI) |  | 5875.6849 | 5719 | 4-6 weeks
Shell Recharge Solutions | Category 1 - Level 2 Chargers | Hardware - Charger | EVSE-3704-2000-W-28-36-41-53 | Model 3704, w/Retractable Cable, 40/30A Switchable, ZigBee, Backplate Mountable, DR, EUMD, TMobile Gateway | 3704-2000-W-28-36-41-53 | EVSE LLC (CMI) | EVSE LLC (CMI) |  | 5836.6438 | 5681 | 4-6 weeks
Shell Recharge Solutions | Category 1 - Level 2 Chargers | Hardware - Charger | EVSE-3704-2000-W-28-xx-41-53 | Model 3704, w/Retractable Cable, 40/30A Switchable, ZigBee, Backplate Mountable, DR, TMobile Gateway | 3704-2000-W-28-xx-41-53 | EVSE LLC (CMI) | EVSE LLC (CMI) |  | 5471.9178 | 5326 | 4-6 weeks
Shell Recharge Solutions | Category 1 - Level 2 Chargers | Hardware - Charger | EVSE-3704-2000-W-28-36-45-53 | Model 3704, w/Retractable Cable, 40/30A Switchable, Serial, Backplate Mountable, DR, EUMD, TMobile Gateway | 3704-2000-W-28-36-45-53 | EVSE LLC (CMI) | EVSE LLC (CMI) |  | 5631.1644 | 5481 | 4-6 weeks
Shell Recharge Solutions | Category 1 - Level 2 Chargers | Hardware - Charger | EVSE-3704-2000-W-28-xx-45-53 | Model 3704, w/Retractable Cable, 40/30A Switchable, Serial, Backplate Mountable, DR, TMobile Gateway | 3704-2000-W-28-xx-45-53 | EVSE LLC (CMI) | EVSE LLC (CMI) |  | 5266.4384 | 5126 | 4-6 weeks
Shell Recharge Solutions | Category 1 - Level 2 Chargers | Hardware - Charger | EVSE-3704-2000-W-28-93-41-52 | Model 3704, w/Retractable Cable, 40/30A Switchable, ZigBee, Backplate Mountable, DR, EUMD, RFID at Ground Level, AT&T Gateway | 3704-2000-W-28-93-41-52 | EVSE LLC (CMI) | EVSE LLC (CMI) |  | 6240.411 | 6074 | 4-6 weeks
Shell Recharge Solutions | Category 1 - Level 2 Chargers | Hardware - Charger | EVSE-3704-2000-W-28-39-41-52 | Model 3704, w/Retractable Cable, 40/30A Switchable, ZigBee, Backplate Mountable, DR, RFID at Ground Level, AT&T Gateway | 3704-2000-W-28-39-41-52 | EVSE LLC (CMI) | EVSE LLC (CMI) |  | 5875.6849 | 5719 | 4-6 weeks
Shell Recharge Solutions | Category 1 - Level 2 Chargers | Hardware - Charger | EVSE-3704-2000-W-28-36-41-52 | Model 3704, w/Retractable Cable, 40/30A Switchable, ZigBee, Backplate Mountable, DR, EUMD, AT&T Gateway | 3704-2000-W-28-36-41-52 | EVSE LLC (CMI) | EVSE LLC (CMI) |  | 5836.6438 | 5681 | 4-6 weeks
Shell Recharge Solutions | Category 1 - Level 2 Chargers | Hardware - Charger | EVSE-3704-2000-W-28-xx-41-52 | Model 3704, w/Retractable Cable, 40/30A Switchable, ZigBee, Backplate Mountable, DR, AT&T Gateway | 3704-2000-W-28-xx-41-52 | EVSE LLC (CMI) | EVSE LLC (CMI) |  | 5471.9178 | 5326 | 4-6 weeks
Shell Recharge Solutions | Category 1 - Level 2 Chargers | Hardware - Charger | EVSE-3704-2000-W-28-36-45-52 | Model 3704, w/Retractable Cable, 40/30A Switchable, Serial, Backplate Mountable, DR, EUMD, AT&T Gateway | 3704-2000-W-28-36-45-52 | EVSE LLC (CMI) | EVSE LLC (CMI) |  | 5631.1644 | 5481 | 4-6 weeks
Shell Recharge Solutions | Category 1 - Level 2 Chargers | Hardware - Charger | EVSE-3704-2000-W-28-xx-45-52 | Model 3704, w/Retractable Cable, 40/30A Switchable, Serial, Backplate Mountable, DR, AT&T Gateway | 3704-2000-W-28-xx-45-52 | EVSE LLC (CMI) | EVSE LLC (CMI) |  | 5266.4384 | 5126 | 4-6 weeks
Shell Recharge Solutions | Category 1 - Level 2 Chargers | Hardware - Charger | EVSE-3704-2000-W-28-93-41-51 | Model 3704, w/Retractable Cable, 40/30A Switchable, ZigBee, Backplate Mountable, DR, EUMD, RFID at Ground Level, Verizon Gateway | 3704-2000-W-28-93-41-51 | EVSE LLC (CMI) | EVSE LLC (CMI) |  | 6240.411 | 6074 | 4-6 weeks
Shell Recharge Solutions | Category 1 - Level 2 Chargers | Hardware - Charger | EVSE-3704-2000-W-28-39-41-51 | Model 3704, w/Retractable Cable, 40/30A Switchable, ZigBee, Backplate Mountable, DR, RFID at Ground Level, Verizon Gateway | 3704-2000-W-28-39-41-51 | EVSE LLC (CMI) | EVSE LLC (CMI) |  | 5875.6849 | 5719 | 4-6 weeks
Shell Recharge Solutions | Category 1 - Level 2 Chargers | Hardware - Charger | EVSE-3704-2000-W-28-36-41-51 | Model 3704, w/Retractable Cable, 40/30A Switchable, ZigBee, Backplate Mountable, DR, EUMD, Verizon Gateway | 3704-2000-W-28-36-41-51 | EVSE LLC (CMI) | EVSE LLC (CMI) |  | 5836.6438 | 5681 | 4-6 weeks
Shell Recharge Solutions | Category 1 - Level 2 Chargers | Hardware - Charger | EVSE-3704-2000-W-28-xx-41-51 | Model 3704, w/Retractable Cable, 40/30A Switchable, ZigBee, Backplate Mountable, DR, Verizon Gateway | 3704-2000-W-28-xx-41-51 | EVSE LLC (CMI) | EVSE LLC (CMI) |  | 5471.9178 | 5326 | 4-6 weeks
Shell Recharge Solutions | Category 1 - Level 2 Chargers | Hardware - Charger | EVSE-3704-2000-W-28-36-45-51 | Model 3704, w/Retractable Cable, 40/30A Switchable, Serial, Backplate Mountable, DR, EUMD, Verizon Gateway | 3704-2000-W-28-36-45-51 | EVSE LLC (CMI) | EVSE LLC (CMI) |  | 5631.1644 | 5481 | 4-6 weeks
Shell Recharge Solutions | Category 1 - Level 2 Chargers | Hardware - Charger | EVSE-3704-2000-W-28-xx-45-51 | Model 3704, w/Retractable Cable, 40/30A Switchable, Serial, Backplate Mountable, DR, Verizon Gateway | 3704-2000-W-28-xx-45-51 | EVSE LLC (CMI) | EVSE LLC (CMI) |  | 5266.4384 | 5126 | 4-6 weeks
Shell Recharge Solutions | Category 1 - Level 2 Chargers | Hardware - Charger | EVSE-3704-2000-W-28-93-xx-53 | Model 3704, w/Retractable Cable, 40/30A Switchable, No ZigBee or Serial, Backplate Mountable, DR, EUMD, RFID at Ground Level, TMobile Gateway | 3704-2000-W-28-93-xx-53 | EVSE LLC (CMI) | EVSE LLC (CMI) |  | 5978.4247 | 5819 | 4-6 weeks
Shell Recharge Solutions | Category 1 - Level 2 Chargers | Hardware - Charger | EVSE-3704-2000-W-28-39-xx-53 | Model 3704, w/Retractable Cable, 40/30A Switchable, No ZigBee or Serial, Backplate Mountable, DR, RFID at Ground Level, TMobile Gateway | 3704-2000-W-28-39-xx-53 | EVSE LLC (CMI) | EVSE LLC (CMI) |  | 5613.6986 | 5464 | 4-6 weeks
Shell Recharge Solutions | Category 1 - Level 2 Chargers | Hardware - Charger | EVSE-3704-2000-W-28-36-xx-53 | Model 3704, w/Retractable Cable, 40/30A Switchable, No ZigBee or Serial, Backplate Mountable, DR, EUMD, TMobile Gateway | 3704-2000-W-28-36-xx-53 | EVSE LLC (CMI) | EVSE LLC (CMI) |  | 5574.6575 | 5426 | 4-6 weeks
Shell Recharge Solutions | Category 1 - Level 2 Chargers | Hardware - Charger | EVSE-3704-2000-W-28-xx-xx-53 | Model 3704, w/Retractable Cable, 40/30A Switchable, No ZigBee or Serial, Backplate Mountable, DR, TMobile Gateway | 3704-2000-W-28-xx-xx-53 | EVSE LLC (CMI) | EVSE LLC (CMI) |  | 5209.9315 | 5071 | 4-6 weeks
Shell Recharge Solutions | Category 1 - Level 2 Chargers | Hardware - Charger | EVSE-3704-2000-W-28-93-xx-52 | Model 3704, w/Retractable Cable, 40/30A Switchable, No ZigBee or Serial, Backplate Mountable, DR, EUMD, RFID at Ground Level, AT&T Gateway | 3704-2000-W-28-93-xx-52 | EVSE LLC (CMI) | EVSE LLC (CMI) |  | 5978.4247 | 5819 | 4-6 weeks
Shell Recharge Solutions | Category 1 - Level 2 Chargers | Hardware - Charger | EVSE-3704-2000-W-28-39-xx-52 | Model 3704, w/Retractable Cable, 40/30A Switchable, No ZigBee or Serial, Backplate Mountable, DR, RFID at Ground Level, AT&T Gateway | 3704-2000-W-28-39-xx-52 | EVSE LLC (CMI) | EVSE LLC (CMI) |  | 5613.6986 | 5464 | 4-6 weeks
Shell Recharge Solutions | Category 1 - Level 2 Chargers | Hardware - Charger | EVSE-3704-2000-W-28-36-xx-52 | Model 3704, w/Retractable Cable, 40/30A Switchable, No ZigBee or Serial, Backplate Mountable, DR, EUMD, AT&T Gateway | 3704-2000-W-28-36-xx-52 | EVSE LLC (CMI) | EVSE LLC (CMI) |  | 5574.6575 | 5426 | 4-6 weeks
Shell Recharge Solutions | Category 1 - Level 2 Chargers | Hardware - Charger | EVSE-3704-2000-W-28-xx-xx-52 | Model 3704, w/Retractable Cable, 40/30A Switchable, No ZigBee or Serial, Backplate Mountable, DR, AT&T Gateway | 3704-2000-W-28-xx-xx-52 | EVSE LLC (CMI) | EVSE LLC (CMI) |  | 5209.9315 | 5071 | 4-6 weeks
Shell Recharge Solutions | Category 1 - Level 2 Chargers | Hardware - Charger | EVSE-3704-2000-W-28-93-xx-51 | Model 3704, w/Retractable Cable, 40/30A Switchable, No ZigBee or Serial, Backplate Mountable, DR, EUMD, RFID at Ground Level, Verizon Gateway | 3704-2000-W-28-93-xx-51 | EVSE LLC (CMI) | EVSE LLC (CMI) |  | 5978.4247 | 5819 | 4-6 weeks
Shell Recharge Solutions | Category 1 - Level 2 Chargers | Hardware - Charger | EVSE-3704-2000-W-28-39-xx-51 | Model 3704, w/Retractable Cable, 40/30A Switchable, No ZigBee or Serial, Backplate Mountable, DR, RFID at Ground Level, Verizon Gateway | 3704-2000-W-28-39-xx-51 | EVSE LLC (CMI) | EVSE LLC (CMI) |  | 5613.6986 | 5464 | 4-6 weeks
Shell Recharge Solutions | Category 1 - Level 2 Chargers | Hardware - Charger | EVSE-3704-2000-W-28-36-xx-51 | Model 3704, w/Retractable Cable, 40/30A Switchable, No ZigBee or Serial, Backplate Mountable, DR, EUMD, Verizon Gateway | 3704-2000-W-28-36-xx-51 | EVSE LLC (CMI) | EVSE LLC (CMI) |  | 5574.6575 | 5426 | 4-6 weeks
Shell Recharge Solutions | Category 1 - Level 2 Chargers | Hardware - Charger | EVSE-3704-2000-W-28-xx-xx-51 | Model 3704, w/Retractable Cable, 40/30A Switchable, No ZigBee or Serial, Backplate Mountable, DR, Verizon Gateway | 3704-2000-W-28-xx-xx-51 | EVSE LLC (CMI) | EVSE LLC (CMI) |  | 5209.9315 | 5071 | 4-6 weeks
Shell Recharge Solutions | Category 1 - Level 2 Chargers | Hardware - Charger | EVSE-3704-2000-W-21-36-41-xx | Model 3704, w/Retractable Cable, 40/30A Switchable, ZigBee, Wall Mountable, DR/RFID, EUMD | 3704-2000-W-21-36-41-xx | EVSE LLC (CMI) | EVSE LLC (CMI) |  | 4709.589 | 4584 | 4-6 weeks
Shell Recharge Solutions | Category 1 - Level 2 Chargers | Hardware - Charger | EVSE-3704-2000-W-21-xx-41-xx | Model 3704, w/Retractable Cable, 40/30A Switchable, ZigBee, Wall Mountable, DR/RFID | 3704-2000-W-21-xx-41-xx | EVSE LLC (CMI) | EVSE LLC (CMI) |  | 4344.863 | 4229 | 4-6 weeks
Shell Recharge Solutions | Category 1 - Level 2 Chargers | Hardware - Charger | EVSE-3704-2000-W-20-36-41-xx | Model 3704, w/Retractable Cable, 40/30A Switchable, ZigBee, Wall Mountable, DR/Display, EUMD | 3704-2000-W-20-36-41-xx | EVSE LLC (CMI) | EVSE LLC (CMI) |  | 4409.589 | 4292 | 4-6 weeks
Shell Recharge Solutions | Category 1 - Level 2 Chargers | Hardware - Charger | EVSE-3704-2000-W-28-36-41-xx | Model 3704, w/Retractable Cable, 40/30A Switchable, ZigBee, Wall Mountable, DR, EUMD | 3704-2000-W-28-36-41-xx | EVSE LLC (CMI) | EVSE LLC (CMI) |  | 4196.9178 | 4085 | 4-6 weeks
Shell Recharge Solutions | Category 1 - Level 2 Chargers | Hardware - Charger | EVSE-3704-2000-W-28-xx-41-xx | Model 3704, w/Retractable Cable,40/30A Switchable, ZigBee, Wall Mountable, DR | 3704-2000-W-28-xx-41-xx | EVSE LLC (CMI) | EVSE LLC (CMI) |  | 3832.1918 | 3730 | 4-6 weeks
Shell Recharge Solutions | Category 1 - Level 2 Chargers | Hardware - Charger | EVSE-3704-2000-W-21-36-45-xx | Model 3704, w/Retractable Cable, 40/30A Switchable, Serial, Wall Mountable, DR/RFID, EUMD | 3704-2000-W-21-36-45-xx | EVSE LLC (CMI) | EVSE LLC (CMI) |  | 4504.1096 | 4384 | 4-6 weeks
Shell Recharge Solutions | Category 1 - Level 2 Chargers | Hardware - Charger | EVSE-3704-2000-W-21-xx-45-xx | Model 3704, w/Retractable Cable, 40/30A Switchable, Serial, Wall Mountable, DR/RFID | 3704-2000-W-21-xx-45-xx | EVSE LLC (CMI) | EVSE LLC (CMI) |  | 4139.3836 | 4029 | 4-6 weeks
Shell Recharge Solutions | Category 1 - Level 2 Chargers | Hardware - Charger | EVSE-3704-2000-W-20-36-45-xx | Model 3704, w/Retractable Cable, 40/30A Switchable, Serial, Wall Mountable, DR/Display, EUMD | 3704-2000-W-20-36-45-xx | EVSE LLC (CMI) | EVSE LLC (CMI) |  | 4204.1096 | 4092 | 4-6 weeks
Shell Recharge Solutions | Category 1 - Level 2 Chargers | Hardware - Charger | EVSE-3704-2000-W-28-36-45-xx | Model 3704, w/Retractable Cable, 40/30A Switchable, Serial, Wall Mountable, DR, EUMD | 3704-2000-W-28-36-45-xx | EVSE LLC (CMI) | EVSE LLC (CMI) |  | 3991.4384 | 3885 | 4-6 weeks
Shell Recharge Solutions | Category 1 - Level 2 Chargers | Hardware - Charger | EVSE-3704-2000-W-28-32-45-xx | Model 3704, w/Retractable Cable, 40/30A Switchable, Serial, Wall Mountable, DR, Rcvr & Fob | 3704-2000-W-28-32-45-xx | EVSE LLC (CMI) | EVSE LLC (CMI) |  | 3901.0274 | 3797 | 4-6 weeks
Shell Recharge Solutions | Category 1 - Level 2 Chargers | Hardware - Charger | EVSE-3704-2000-W-28-xx-45-xx | Model 3704, w/Retractable Cable, 40/30A Switchable, Serial, Wall Mountable, DR | 3704-2000-W-28-xx-45-xx | EVSE LLC (CMI) | EVSE LLC (CMI) |  | 3626.7123 | 3530 | 4-6 weeks
Shell Recharge Solutions | Category 1 - Level 2 Chargers | Hardware - Charger | EVSE-3722-002-20-93-41-54 | Galaxy Overhead w/Retractable Cable, 40/30A Switchable, ZigBee, DR/Display, Ultrasonic Sensor, EUMD, TMobile Gateway | 3722-002-20-93-41-54 | EVSE LLC (CMI) | EVSE LLC (CMI) |  | 6600 | 6424 | 4-6 weeks
Shell Recharge Solutions | Category 1 - Level 2 Chargers | Hardware - Charger | EVSE-3722-002-20-92-41-54 | Galaxy Overhead w/Retractable Cable, 40/30A Switchable, Zigbee, DR/Display, Wired PB, EUMD, TMobile Gateway | 3722-002-20-92-41-54 | EVSE LLC (CMI) | EVSE LLC (CMI) |  | 6291.7808 | 6124 | 4-6 weeks
Shell Recharge Solutions | Category 1 - Level 2 Chargers | Hardware - Charger | EVSE-3722-002-20-91-41-54 | Galaxy Overhead w/Retractable Cable, 40/30A Switchable, ZigBee, DR/Display, Wireless PB, EUMD, TMobile Gateway | 3722-002-20-91-41-54 | EVSE LLC (CMI) | EVSE LLC (CMI) |  | 6485.9589 | 6313 | 4-6 weeks
Shell Recharge Solutions | Category 1 - Level 2 Chargers | Hardware - Charger | EVSE-3722-002-20-90-41-54 | Galaxy Overhead w/Retractable Cable, 40/30A Switchable, ZigBee, DR/Display, FOB, EUMD, TMobile Gateway | 3722-002-20-90-41-54 | EVSE LLC (CMI) | EVSE LLC (CMI) |  | 6380.137 | 6210 | 4-6 weeks
Shell Recharge Solutions | Category 1 - Level 2 Chargers | Hardware - Charger | EVSE-3722-002-20-36-41-54 | Galaxy Overhead w/Retractable Cable, 40/30A Switchable, ZigBee, DR/Display, EUMD, TMobile Gateway | 3722-002-20-36-41-54 | EVSE LLC (CMI) | EVSE LLC (CMI) |  | 6181.8493 | 6017 | 4-6 weeks
Shell Recharge Solutions | Category 1 - Level 2 Chargers | Hardware - Charger | EVSE-3722-002-28-93-41-54 | Galaxy Overhead w/Retractable Cable, 40/30A Switchable, ZigBee, DR, Ultrasonic Sensor, EUMD, TMobile Gateway | 3722-002-28-93-41-54 | EVSE LLC (CMI) | EVSE LLC (CMI) |  | 6387.3288 | 6217 | 4-6 weeks
Shell Recharge Solutions | Category 1 - Level 2 Chargers | Hardware - Charger | EVSE-3722-002-28-92-41-54 | Galaxy Overhead w/Retractable Cable, 40/30A Switchable, Zigbee, DR, Wired PB, EUMD, TMobile Gateway | 3722-002-28-92-41-54 | EVSE LLC (CMI) | EVSE LLC (CMI) |  | 6079.1096 | 5917 | 4-6 weeks
Shell Recharge Solutions | Category 1 - Level 2 Chargers | Hardware - Charger | EVSE-3722-002-28-91-41-54 | Galaxy Overhead w/Retractable Cable, 40/30A Switchable, ZigBee, DR, Wireless PB, EUMD, TMobile Gateway | 3722-002-28-91-41-54 | EVSE LLC (CMI) | EVSE LLC (CMI) |  | 6273.2877 | 6106 | 4-6 weeks
Shell Recharge Solutions | Category 1 - Level 2 Chargers | Hardware - Charger | EVSE-3722-002-28-90-41-54 | Galaxy Overhead w/Retractable Cable, 40/30A Switchable, ZigBee, DR, FOB, EUMD, TMobile Gateway | 3722-002-28-90-41-54 | EVSE LLC (CMI) | EVSE LLC (CMI) |  | 6167.4658 | 6003 | 4-6 weeks
Shell Recharge Solutions | Category 1 - Level 2 Chargers | Hardware - Charger | EVSE-3722-002-28-39-41-54 | Galaxy Overhead w/Retractable Cable, 40/30A Switchable, ZigBee, DR, Ultrasonic Sensor, TMobile Gateway | 3722-002-28-39-41-54 | EVSE LLC (CMI) | EVSE LLC (CMI) |  | 6022.6027 | 5862 | 4-6 weeks
Shell Recharge Solutions | Category 1 - Level 2 Chargers | Hardware - Charger | EVSE-3722-002-28-38-41-54 | Galaxy Overhead w/Retractable Cable, 40/30A Switchable, ZigBee, DR, Wired PB, TMobile Gateway | 3722-002-28-38-41-54 | EVSE LLC (CMI) | EVSE LLC (CMI) |  | 5714.3836 | 5562 | 4-6 weeks
Shell Recharge Solutions | Category 1 - Level 2 Chargers | Hardware - Charger | EVSE-3722-002-28-37-41-54 | Galaxy Overhead w/Retractable Cable, 40/30A Switchable, ZigBee, DR, Wireless PB, Tmobile Gateway | 3722-002-28-37-41-54 | EVSE LLC (CMI) | EVSE LLC (CMI) |  | 5908.5616 | 5751 | 4-6 weeks
Shell Recharge Solutions | Category 1 - Level 2 Chargers | Hardware - Charger | EVSE-3722-002-28-36-41-54 | Galaxy Overhead w/Retractable Cable, 40/30A Switchable, ZigBee, DR, EUMD, TMobile Gateway | 3722-002-28-36-41-54 | EVSE LLC (CMI) | EVSE LLC (CMI) |  | 5969.1781 | 5810 | 4-6 weeks
Shell Recharge Solutions | Category 1 - Level 2 Chargers | Hardware - Charger | EVSE-3722-002-28-32-41-54 | Galaxy Overhead w/Retractable Cable, 40/30A Switchable, ZigBee, DR, FOB, TMobile Gateway | 3722-002-28-32-41-54 | EVSE LLC (CMI) | EVSE LLC (CMI) |  | 5802.7397 | 5648 | 4-6 weeks
Shell Recharge Solutions | Category 1 - Level 2 Chargers | Hardware - Charger | EVSE-3722-002-28-xx-41-54 | Galaxy Overhead w/Retractable Cable, 40/30A Switchable, ZigBee, DR, TMobile Gateway | 3722-002-28-xx-41-54 | EVSE LLC (CMI) | EVSE LLC (CMI) |  | 5604.4521 | 5455 | 4-6 weeks
Shell Recharge Solutions | Category 1 - Level 2 Chargers | Hardware - Charger | EVSE-3722-002-20-93-41-53 | Galaxy Overhead w/Retractable Cable, 40/30A Switchable, ZigBee, DR/Display, Ultrasonic Sensor, EUMD, AT&T Gateway | 3722-002-20-93-41-53 | EVSE LLC (CMI) | EVSE LLC (CMI) |  | 6600 | 6424 | 4-6 weeks
Shell Recharge Solutions | Category 1 - Level 2 Chargers | Hardware - Charger | EVSE-3722-002-20-91-41-53 | Galaxy Overhead w/Retractable Cable, 40/30A Switchable, ZigBee, DR/Display, Wireless PB, EUMD, AT&T Gateway | 3722-002-20-91-41-53 | EVSE LLC (CMI) | EVSE LLC (CMI) |  | 6485.9589 | 6313 | 4-6 weeks
Shell Recharge Solutions | Category 1 - Level 2 Chargers | Hardware - Charger | EVSE-3722-002-20-92-41-53 | Galaxy Overhead w/Retractable Cable, 40/30A Switchable, Zigbee, DR/Display, Wired PB, EUMD, AT&T Gateway | 3722-002-20-92-41-53 | EVSE LLC (CMI) | EVSE LLC (CMI) |  | 6291.7808 | 6124 | 4-6 weeks
Shell Recharge Solutions | Category 1 - Level 2 Chargers | Hardware - Charger | EVSE-3722-002-20-90-41-53 | Galaxy Overhead w/Retractable Cable, 40/30A Switchable, ZigBee, DR/Display, FOB, EUMD, AT&T Gateway | 3722-002-20-90-41-53 | EVSE LLC (CMI) | EVSE LLC (CMI) |  | 6380.137 | 6210 | 4-6 weeks
Shell Recharge Solutions | Category 1 - Level 2 Chargers | Hardware - Charger | EVSE-3722-002-20-36-41-53 | Galaxy Overhead w/Retractable Cable, 40/30A Switchable, ZigBee, DR/Display, EUMD, AT&T Gateway | 3722-002-20-36-41-53 | EVSE LLC (CMI) | EVSE LLC (CMI) |  | 6181.8493 | 6017 | 4-6 weeks
Shell Recharge Solutions | Category 1 - Level 2 Chargers | Hardware - Charger | EVSE-3722-002-28-93-41-53 | Galaxy Overhead w/Retractable Cable, 40/30A Switchable, ZigBee, DR, Ultrasonic Sensor, EUMD, AT&T Gateway | 3722-002-28-93-41-53 | EVSE LLC (CMI) | EVSE LLC (CMI) |  | 6387.3288 | 6217 | 4-6 weeks
Shell Recharge Solutions | Category 1 - Level 2 Chargers | Hardware - Charger | EVSE-3722-002-28-92-41-53 | Galaxy Overhead w/Retractable Cable, 40/30A Switchable, Zigbee, DR, Wired PB, EUMD, AT&T Gateway | 3722-002-28-92-41-53 | EVSE LLC (CMI) | EVSE LLC (CMI) |  | 6079.1096 | 5917 | 4-6 weeks
Shell Recharge Solutions | Category 1 - Level 2 Chargers | Hardware - Charger | EVSE-3722-002-28-91-41-53 | Galaxy Overhead w/Retractable Cable, 40/30A Switchable, ZigBee, DR, Wireless PB, EUMD, AT&T Gateway | 3722-002-28-91-41-53 | EVSE LLC (CMI) | EVSE LLC (CMI) |  | 6273.2877 | 6106 | 4-6 weeks
Shell Recharge Solutions | Category 1 - Level 2 Chargers | Hardware - Charger | EVSE-3722-002-28-90-41-53 | Galaxy Overhead w/Retractable Cable, 40/30A Switchable, ZigBee, DR, FOB, EUMD, AT&T Gateway | 3722-002-28-90-41-53 | EVSE LLC (CMI) | EVSE LLC (CMI) |  | 6167.4658 | 6003 | 4-6 weeks
Shell Recharge Solutions | Category 1 - Level 2 Chargers | Hardware - Charger | EVSE-3722-002-28-39-41-53 | Galaxy Overhead w/Retractable Cable, 40/30A Switchable, ZigBee, DR, Ultrasonic Sensor, AT&T Gateway | 3722-002-28-39-41-53 | EVSE LLC (CMI) | EVSE LLC (CMI) |  | 6022.6027 | 5862 | 4-6 weeks
Shell Recharge Solutions | Category 1 - Level 2 Chargers | Hardware - Charger | EVSE-3722-002-28-38-41-53 | Galaxy Overhead w/Retractable Cable, 40/30A Switchable, ZigBee, DR, Wired PB, AT&T Gateway | 3722-002-28-38-41-53 | EVSE LLC (CMI) | EVSE LLC (CMI) |  | 5714.3836 | 5562 | 4-6 weeks
Shell Recharge Solutions | Category 1 - Level 2 Chargers | Hardware - Charger | EVSE-3722-002-28-37-41-53 | Galaxy Overhead w/Retractable Cable, 40/30A Switchable, ZigBee, DR, Wireless PB, AT&T Gateway | 3722-002-28-37-41-53 | EVSE LLC (CMI) | EVSE LLC (CMI) |  | 5908.5616 | 5751 | 4-6 weeks
Shell Recharge Solutions | Category 1 - Level 2 Chargers | Hardware - Charger | EVSE-3722-002-28-36-41-53 | Galaxy Overhead w/Retractable Cable, 40/30A Switchable, ZigBee, DR, EUMD, AT&T Gateway | 3722-002-28-36-41-53 | EVSE LLC (CMI) | EVSE LLC (CMI) |  | 5969.1781 | 5810 | 4-6 weeks
Shell Recharge Solutions | Category 1 - Level 2 Chargers | Hardware - Charger | EVSE-3722-002-28-32-41-53 | Galaxy Overhead w/Retractable Cable, 40/30A Switchable, ZigBee, DR, FOB, AT&T Gateway | 3722-002-28-32-41-53 | EVSE LLC (CMI) | EVSE LLC (CMI) |  | 5802.7397 | 5648 | 4-6 weeks
Shell Recharge Solutions | Category 1 - Level 2 Chargers | Hardware - Charger | EVSE-3722-002-28-xx-41-53 | Galaxy Overhead w/Retractable Cable, 40/30A Switchable, ZigBee, DR, AT&T Gateway | 3722-002-28-xx-41-53 | EVSE LLC (CMI) | EVSE LLC (CMI) |  | 5604.4521 | 5455 | 4-6 weeks
Shell Recharge Solutions | Category 1 - Level 2 Chargers | Hardware - Charger | EVSE-3722-002-20-93-41-52 | Galaxy Overhead w/Retractable Cable, 40/30A Switchable, ZigBee, DR/Display, Ultrasonic Sensor, EUMD, Verizon Gateway | 3722-002-20-93-41-52 | EVSE LLC (CMI) | EVSE LLC (CMI) |  | 6600 | 6424 | 4-6 weeks
Shell Recharge Solutions | Category 1 - Level 2 Chargers | Hardware - Charger | EVSE-3722-002-20-92-41-52 | Galaxy Overhead w/Retractable Cable, 40/30A Switchable, Zigbee, DR/Display, Wired PB, EUMD, Verizon Gateway | 3722-002-20-92-41-52 | EVSE LLC (CMI) | EVSE LLC (CMI) |  | 6291.7808 | 6124 | 4-6 weeks
Shell Recharge Solutions | Category 1 - Level 2 Chargers | Hardware - Charger | EVSE-3722-002-20-91-41-52 | Galaxy Overhead w/Retractable Cable, 40/30A Switchable, ZigBee, DR/Display, Wireless PB, EUMD, Verizon Gateway | 3722-002-20-91-41-52 | EVSE LLC (CMI) | EVSE LLC (CMI) |  | 6485.9589 | 6313 | 4-6 weeks
Shell Recharge Solutions | Category 1 - Level 2 Chargers | Hardware - Charger | EVSE-3722-002-20-90-41-52 | Galaxy Overhead w/Retractable Cable, 40/30A Switchable, ZigBee, DR/Display, FOB, EUMD, Verizon Gateway | 3722-002-20-90-41-52 | EVSE LLC (CMI) | EVSE LLC (CMI) |  | 6380.137 | 6210 | 4-6 weeks
Shell Recharge Solutions | Category 1 - Level 2 Chargers | Hardware - Charger | EVSE-3722-002-20-36-41-52 | Galaxy Overhead w/Retractable Cable, 40/30A Switchable, ZigBee, DR/Display, EUMD, Verizon Gateway | 3722-002-20-36-41-52 | EVSE LLC (CMI) | EVSE LLC (CMI) |  | 6181.8493 | 6017 | 4-6 weeks
Shell Recharge Solutions | Category 1 - Level 2 Chargers | Hardware - Charger | EVSE-3722-002-28-93-41-52 | Galaxy Overhead w/Retractable Cable, 40/30A Switchable, ZigBee, DR, Ultrasonic Sensor, EUMD, Verizon Gateway | 3722-002-28-93-41-52 | EVSE LLC (CMI) | EVSE LLC (CMI) |  | 6387.3288 | 6217 | 4-6 weeks
Shell Recharge Solutions | Category 1 - Level 2 Chargers | Hardware - Charger | EVSE-3722-002-28-92-41-52 | Galaxy Overhead w/Retractable Cable, 40/30A Switchable, Zigbee, DR, Wired PB, EUMD, Verizon Gateway | 3722-002-28-92-41-52 | EVSE LLC (CMI) | EVSE LLC (CMI) |  | 6079.1096 | 5917 | 4-6 weeks
Shell Recharge Solutions | Category 1 - Level 2 Chargers | Hardware - Charger | EVSE-3722-002-28-91-41-52 | Galaxy Overhead w/Retractable Cable, 40/30A Switchable, ZigBee, DR, Wireless PB, EUMD, Verizon Gateway | 3722-002-28-91-41-52 | EVSE LLC (CMI) | EVSE LLC (CMI) |  | 6273.2877 | 6106 | 4-6 weeks
Shell Recharge Solutions | Category 1 - Level 2 Chargers | Hardware - Charger | EVSE-3722-002-28-90-41-52 | Galaxy Overhead w/Retractable Cable, 40/30A Switchable, ZigBee, DR, FOB, EUMD, Verizon Gateway | 3722-002-28-90-41-52 | EVSE LLC (CMI) | EVSE LLC (CMI) |  | 6167.4658 | 6003 | 4-6 weeks
Shell Recharge Solutions | Category 1 - Level 2 Chargers | Hardware - Charger | EVSE-3722-002-28-39-41-52 | Galaxy Overhead w/Retractable Cable, 40/30A Switchable, ZigBee, DR, Ultrasonic Sensor, Verizon Gateway | 3722-002-28-39-41-52 | EVSE LLC (CMI) | EVSE LLC (CMI) |  | 6022.6027 | 5862 | 4-6 weeks
Shell Recharge Solutions | Category 1 - Level 2 Chargers | Hardware - Charger | EVSE-3722-002-28-38-41-52 | Galaxy Overhead w/Retractable Cable, 40/30A Switchable, ZigBee, DR, Wired PB, Verizon Gateway | 3722-002-28-38-41-52 | EVSE LLC (CMI) | EVSE LLC (CMI) |  | 5714.3836 | 5562 | 4-6 weeks
Shell Recharge Solutions | Category 1 - Level 2 Chargers | Hardware - Charger | EVSE-3722-002-28-37-41-52 | Galaxy Overhead w/Retractable Cable, 40/30A Switchable, ZigBee, DR, Wireless PB, Verizon Gateway | 3722-002-28-37-41-52 | EVSE LLC (CMI) | EVSE LLC (CMI) |  | 5908.5616 | 5751 | 4-6 weeks
Shell Recharge Solutions | Category 1 - Level 2 Chargers | Hardware - Charger | EVSE-3722-002-28-36-41-52 | Galaxy Overhead w/Retractable Cable, 40/30A Switchable, ZigBee, DR, EUMD, Verizon Gateway | 3722-002-28-36-41-52 | EVSE LLC (CMI) | EVSE LLC (CMI) |  | 5969.1781 | 5810 | 4-6 weeks
Shell Recharge Solutions | Category 1 - Level 2 Chargers | Hardware - Charger | EVSE-3722-002-28-32-41-52 | Galaxy Overhead w/Retractable Cable, 40/30A Switchable, ZigBee, DR, FOB, Verizon Gateway | 3722-002-28-32-41-52 | EVSE LLC (CMI) | EVSE LLC (CMI) |  | 5802.7397 | 5648 | 4-6 weeks
Shell Recharge Solutions | Category 1 - Level 2 Chargers | Hardware - Charger | EVSE-3722-002-28-xx-41-52 | Galaxy Overhead w/Retractable Cable, 40/30A Switchable, ZigBee, DR, Verizon Gateway | 3722-002-28-xx-41-52 | EVSE LLC (CMI) | EVSE LLC (CMI) |  | 5604.4521 | 5455 | 4-6 weeks
Shell Recharge Solutions | Category 1 - Level 2 Chargers | Hardware - Charger | EVSE-3722-002-20-93-41-51 | Galaxy Overhead w/Retractable Cable, 40/30A Switchable, ZigBee, DR/Display, Ultrasonic Sensor, EUMD | 3722-002-20-93-41-51 | EVSE LLC (CMI) | EVSE LLC (CMI) |  | 5001.3699 | 4868 | 4-6 weeks
Shell Recharge Solutions | Category 1 - Level 2 Chargers | Hardware - Charger | EVSE-3722-002-20-92-41-51 | Galaxy Overhead w/Retractable Cable, 40/30A Switchable, Zigbee, DR/Display, Wired PB, EUMD | 3722-002-20-92-41-51 | EVSE LLC (CMI) | EVSE LLC (CMI) |  | 4693.1507 | 4568 | 4-6 weeks
Shell Recharge Solutions | Category 1 - Level 2 Chargers | Hardware - Charger | EVSE-3722-002-20-91-41-51 | Galaxy Overhead w/Retractable Cable, 40/30A Switchable, ZigBee, DR/Display, Wireless PB, EUMD | 3722-002-20-91-41-51 | EVSE LLC (CMI) | EVSE LLC (CMI) |  | 4887.3288 | 4757 | 4-6 weeks
Shell Recharge Solutions | Category 1 - Level 2 Chargers | Hardware - Charger | EVSE-3722-002-20-90-41-51 | Galaxy Overhead w/Retractiable Cable, 40/30A Switchable, ZigBee, DR/Display, FOB, EUMD | 3722-002-20-90-41-51 | EVSE LLC (CMI) | EVSE LLC (CMI) |  | 4781.5068 | 4654 | 4-6 weeks
Shell Recharge Solutions | Category 1 - Level 2 Chargers | Hardware - Charger | EVSE-3722-002-20-36-41-51 | Galaxy Overhead w/Retractable Cable, 40/30A Switchable, ZigBee, DR/Display, EUMD | 3722-002-20-36-41-51 | EVSE LLC (CMI) | EVSE LLC (CMI) |  | 4583.2192 | 4461 | 4-6 weeks
Shell Recharge Solutions | Category 1 - Level 2 Chargers | Hardware - Charger | EVSE-3722-002-28-93-41-51 | Galaxy Overhead w/Retractable Cable, 40/30A Switchable, ZigBee, DR, Ultrasonic Sensor, EUMD | 3722-002-28-93-41-51 | EVSE LLC (CMI) | EVSE LLC (CMI) |  | 4788.6986 | 4661 | 4-6 weeks
Shell Recharge Solutions | Category 1 - Level 2 Chargers | Hardware - Charger | EVSE-3722-002-28-39-41-51 | Galaxy Overhead w/Retractable Cable, 40/30A,Switchable, ZigBee, DR, Ultrasonic Sensor | 3722-002-28-39-41-51 | EVSE LLC (CMI) | EVSE LLC (CMI) |  | 4423.9726 | 4306 | 4-6 weeks
Shell Recharge Solutions | Category 1 - Level 2 Chargers | Hardware - Charger | EVSE-3722-002-20-93-45-51 | Galaxy Overhead w/Retractable Cable, 40/30A Switchable, Serial, DR/Display, Ultrasonic Sensor, EUMD | 3722-002-20-93-45-51 | EVSE LLC (CMI) | EVSE LLC (CMI) |  | 4795.8904 | 4668 | 4-6 weeks
Shell Recharge Solutions | Category 1 - Level 2 Chargers | Hardware - Charger | EVSE-3722-002-20-92-45-51 | Galaxy Overhead w/Retractable Cable, 40/30A Switchable, Serial, DR/Display, Wired PB, EUMD | 3722-002-20-92-45-51 | EVSE LLC (CMI) | EVSE LLC (CMI) |  | 4487.6712 | 4368 | 4-6 weeks
Shell Recharge Solutions | Category 1 - Level 2 Chargers | Hardware - Charger | EVSE-3722-002-20-91-45-51 | Galaxy Overhead w/Retractable Cable, 40/30A Switchable, Serial, DR/Display, Wireless PB, EUMD | 3722-002-20-91-45-51 | EVSE LLC (CMI) | EVSE LLC (CMI) |  | 4681.8493 | 4557 | 4-6 weeks
Shell Recharge Solutions | Category 1 - Level 2 Chargers | Hardware - Charger | EVSE-3722-002-20-90-45-51 | Galaxy Overhead w/Retractable Cable, 40/30A Switchable, Serial, DR/Display, FOB, EUMD | 3722-002-20-90-45-51 | EVSE LLC (CMI) | EVSE LLC (CMI) |  | 4576.0274 | 4454 | 4-6 weeks
Shell Recharge Solutions | Category 1 - Level 2 Chargers | Hardware - Charger | EVSE-3722-002-20-36-45-51 | Galaxy Overhead w/Retractable Cable, 40/30A Switchable, Serial, DR/Display, EUMD | 3722-002-20-36-45-51 | EVSE LLC (CMI) | EVSE LLC (CMI) |  | 4377.7397 | 4261 | 4-6 weeks
Shell Recharge Solutions | Category 1 - Level 2 Chargers | Hardware - Charger | EVSE-3722-002-28-93-45-51 | Galaxy Overhead w/Retractable Cable, 40/30A Switchable, Serial, DR, Ultrasonic Sensor, EUMD | 3722-002-28-93-45-51 | EVSE LLC (CMI) | EVSE LLC (CMI) |  | 4583.2192 | 4461 | 4-6 weeks
Shell Recharge Solutions | Category 1 - Level 2 Chargers | Hardware - Charger | EVSE-3722-002-28-92-45-51 | Galaxy Overhead w/Retractable Cable, 40/30A Switchable, Serial, DR, Wired PB, EUMD | 3722-002-28-91-45-51 | EVSE LLC (CMI) | EVSE LLC (CMI) |  | 4275 | 4161 | 4-6 weeks
Shell Recharge Solutions | Category 1 - Level 2 Chargers | Hardware - Accessories | EVSE-1760-006 | Mifare Proximity (RFID) Badge for Payment Module (Pk of 25) | 1760-006 | EVSE LLC (CMI) | EVSE LLC (CMI) |  | 128.4247 | 125 | 4-6 weeks
Shell Recharge Solutions | Category 1 - Level 2 Chargers | Hardware - Accessories | EVSE-2068-031 | Cable Retractor, Single, Model 3703 | 2068-031 | EVSE LLC (CMI) | EVSE LLC (CMI) |  | 508.5616 | 495 | 4-6 weeks
Shell Recharge Solutions | Category 1 - Level 2 Chargers | Hardware - Accessories | EVSE-2068-032 | Cable Retractor, Dual, Model 3703 | 2068-032 | EVSE LLC (CMI) | EVSE LLC (CMI) |  | 1017.1233 | 990 | 4-6 weeks
Shell Recharge Solutions | Category 1 - Level 2 Chargers | Hardware - Accessories | EVSE-3725-104-A- 09-S-xx | Pmt Module Only, Cellular (4G, GSM/AT&T), CC, Serial | 3725-104-A- 09-S-xx | EVSE LLC (CMI) | EVSE LLC (CMI) |  | 2388.6986 | 2325 | 3-4 weeks
Shell Recharge Solutions | Category 1 - Level 2 Chargers | Hardware - Accessories | EVSE-3725-104-A-09-S-P2 | Pmt Module, Serial, Cell(4G, A)/CC, Pole, Supp 1-2 EVSE | 3725-104-A-09-S-P2 | EVSE LLC (CMI) | EVSE LLC (CMI) |  | 2975.3425 | 2896 | 4-6 weeks
Shell Recharge Solutions | Category 1 - Level 2 Chargers | Hardware - Accessories | EVSE-3725-104-A-09-S-P3 | Pmt Module, Serial, Cell(4G, A)/CC, Pole, Mux for 1-4 EVSE | 3725-104-A-09-S-P3 | EVSE LLC (CMI) | EVSE LLC (CMI) |  | 3138.6986 | 3055 | 4-6 weeks
Shell Recharge Solutions | Category 1 - Level 2 Chargers | Hardware - Accessories | EVSE-3725-104-A-09-S-P4 | Pmt Module, Serial, Cell(4G, A)/CC, Pole, Mux for 5-8 EVSE | 3725-104-A-09-S-P4 | EVSE LLC (CMI) | EVSE LLC (CMI) |  | 3301.0274 | 3213 | 4-6 weeks
Shell Recharge Solutions | Category 1 - Level 2 Chargers | Hardware - Accessories | EVSE-3725-104-A-09-S-U1 | Pmt Module, Serial, Cell(4G, A)/CC, Util Pole Mt, Supp 3704 | 3725-104-A-09-S-U1 | EVSE LLC (CMI) | EVSE LLC (CMI) |  | 2447.2603 | 2382 | 4-6 weeks
Shell Recharge Solutions | Category 1 - Level 2 Chargers | Hardware - Accessories | EVSE-3725-104-A-09-S-W2 | Pmt Module, Serial, Cell(4G, A)/CC, Wall Mt, Supp 1-2 EVSE | 3725-104-A-09-S-W2 | EVSE LLC (CMI) | EVSE LLC (CMI) |  | 2447.2603 | 2382 | 4-6 weeks
Shell Recharge Solutions | Category 1 - Level 2 Chargers | Hardware - Accessories | EVSE-3725-104-A-09-S-W3 | Pmt Module, Serial, Cell(4G, A)/CC, Wall Mt, Mux for 1-4 EVSE | 3725-104-A-09-S-W3 | EVSE LLC (CMI) | EVSE LLC (CMI) |  | 2609.589 | 2540 | 4-6 weeks
Shell Recharge Solutions | Category 1 - Level 2 Chargers | Hardware - Accessories | EVSE-3725-104-A-09-S-W4 | Pmt Module, Serial, Cell(4G, A)/CC, Wall Mt, Mux for 5-8 EVSE | 3725-104-A-09-S-W4 | EVSE LLC (CMI) | EVSE LLC (CMI) |  | 2772.9452 | 2699 | 4-6 weeks
Shell Recharge Solutions | Category 1 - Level 2 Chargers | Hardware - Accessories | EVSE-3725-104-A-09-Z-P1 | Pmt Module, ZigBee, Cell(4G, A)/CC, Pole, 24 VDC Pwr Sup | 3725-104-A-09-Z-P1 | EVSE LLC (CMI) | EVSE LLC (CMI) |  | 3366.7808 | 3277 | 4-6 weeks
Shell Recharge Solutions | Category 1 - Level 2 Chargers | Hardware - Accessories | EVSE-3725-104-A-09-Z-W1 | Pmt Module, ZigBee, Cell(4G, A)/CC, Wall Mt, 24 VDC Pwr Sup | 3725-104-A-09-Z-W1 | EVSE LLC (CMI) | EVSE LLC (CMI) |  | 2838.6986 | 2763 | 4-6 weeks
Shell Recharge Solutions | Category 1 - Level 2 Chargers | Hardware - Accessories | EVSE-3725-104-A-09-Z-xx | Pmt Module Only, Cellular (4G, GSM/AT&T), CC, ZigBee | 3725-104-A-09-Z-xx | EVSE LLC (CMI) | EVSE LLC (CMI) |  | 2610.6164 | 2541 | 3-4 weeks
Shell Recharge Solutions | Category 1 - Level 2 Chargers | Hardware - Accessories | EVSE-3725-104-A-10-S-P2 | Pmt Module, Serial, Cell(4G, A)/CC/RFID, Pole, Supp 1-2 EVSE | 3725-104-A-10-S-P2 | EVSE LLC (CMI) | EVSE LLC (CMI) |  | 3218.8356 | 3133 | 4-6 weeks
Shell Recharge Solutions | Category 1 - Level 2 Chargers | Hardware - Accessories | EVSE-3725-104-A-10-S-P3 | Pmt Module, Serial, Cell(4G, A)/CC/RFID, Pole, Mux for 1-4 EVSE | 3725-104-A-10-S-P3 | EVSE LLC (CMI) | EVSE LLC (CMI) |  | 3381.1644 | 3291 | 4-6 weeks
Shell Recharge Solutions | Category 1 - Level 2 Chargers | Hardware - Accessories | EVSE-3725-104-A-10-S-P4 | Pmt Module, Serial, Cell(4G, A)/CC/RFID, Pole, Mux for 5-8 EVSE | 3725-104-A-10-S-P4 | EVSE LLC (CMI) | EVSE LLC (CMI) |  | 3544.5205 | 3450 | 4-6 weeks
Shell Recharge Solutions | Category 1 - Level 2 Chargers | Hardware - Accessories | EVSE-3725-104-A-10-S-U1 | Pmt Module, Serial, Cell(4G, A)/CC/RFID, Util Pole Mt, Supp 3704 | 3725-104-A-10-S-U1 | EVSE LLC (CMI) | EVSE LLC (CMI) |  | 2690.7534 | 2619 | 4-6 weeks
Shell Recharge Solutions | Category 1 - Level 2 Chargers | Hardware - Accessories | EVSE-3725-104-A-10-S-W2 | Pmt Module, Serial, Cell(4G, A)/CC/RFID, Wall Mt, Supp 1-2 EVSE | 3725-104-A-10-S-W2 | EVSE LLC (CMI) | EVSE LLC (CMI) |  | 2690.7534 | 2619 | 4-6 weeks
Shell Recharge Solutions | Category 1 - Level 2 Chargers | Hardware - Accessories | EVSE-3725-104-A-10-S-W3 | Pmt Module, Serial, Cell(4G, A)/CC/RFID, Wall Mt, Mux for 1-4 EVSE | 3725-104-A-10-S-W3 | EVSE LLC (CMI) | EVSE LLC (CMI) |  | 2853.0822 | 2777 | 4-6 weeks
Shell Recharge Solutions | Category 1 - Level 2 Chargers | Hardware - Accessories | EVSE-3725-104-A-10-S-W4 | Pmt Module, Serial, Cell(4G, A)/CC/RFID, Wall Mt, Mux for 5-8 EVSE | 3725-104-A-10-S-W4 | EVSE LLC (CMI) | EVSE LLC (CMI) |  | 3015.411 | 2935 | 4-6 weeks
Shell Recharge Solutions | Category 1 - Level 2 Chargers | Hardware - Accessories | EVSE-3725-104-A-10-S-xx | Pmt Module Only, Cellular (4G, GSM/AT&T), CC & RFID, Serial | 3725-104-A-10-S-xx | EVSE LLC (CMI) | EVSE LLC (CMI) |  | 2632.1918 | 2562 | 3-4 weeks
Shell Recharge Solutions | Category 1 - Level 2 Chargers | Hardware - Accessories | EVSE-3725-104-A-10-Z-P1 | Pmt Module, ZigBee, Cell(4G, A)/CC/RFID, Pole, 24 VDC Pwr Sup | 3725-104-A-10-Z-P1 | EVSE LLC (CMI) | EVSE LLC (CMI) |  | 3610.274 | 3514 | 4-6 weeks
Shell Recharge Solutions | Category 1 - Level 2 Chargers | Hardware - Accessories | EVSE-3725-104-A-10-Z-W1 | Pmt Module, ZigBee, Cell(4G, A)/CC/RFID, Wall Mt, 24 VDC Pwr Sup | 3725-104-A-10-Z-W1 | EVSE LLC (CMI) | EVSE LLC (CMI) |  | 3081.1644 | 2999 | 4-6 weeks
Shell Recharge Solutions | Category 1 - Level 2 Chargers | Hardware - Accessories | EVSE-3725-104-A-10-Z-xx | Pmt Module Only, Cellular (4G, GSM/AT&T), CC & RFID, ZigBee | 3725-104-A-10-Z-xx | EVSE LLC (CMI) | EVSE LLC (CMI) |  | 2854.1096 | 2778 | 3-4 weeks
Shell Recharge Solutions | Category 1 - Level 2 Chargers | Hardware - Accessories | EVSE-3725-104-A-12-S-P2 | Pmt Module, Serial, Cell(4G, A)/RFID, Pole, Supp 1-2 EVSE | 3725-104-A-12-S-P2 | EVSE LLC (CMI) | EVSE LLC (CMI) |  | 2778.0822 | 2704 | 4-6 weeks
Shell Recharge Solutions | Category 1 - Level 2 Chargers | Hardware - Accessories | EVSE-3725-104-A-12-S-P3 | Pmt Module, Serial, Cell(4G, A)/RFID, Pole, Mux for 1-4 EVSE | 3725-104-A-12-S-P3 | EVSE LLC (CMI) | EVSE LLC (CMI) |  | 2940.411 | 2862 | 4-6 weeks
Shell Recharge Solutions | Category 1 - Level 2 Chargers | Hardware - Accessories | EVSE-3725-104-A-12-S-P4 | Pmt Module, Serial, Cell(4G, A)/RFID, Pole, Mux for 5-8 EVSE | 3725-104-A-12-S-P4 | EVSE LLC (CMI) | EVSE LLC (CMI) |  | 3103.7671 | 3021 | 4-6 weeks
Shell Recharge Solutions | Category 1 - Level 2 Chargers | Hardware - Accessories | EVSE-3725-104-A-12-S-U1 | Pmt Module, Serial, Cell(4G, A)/RFID, Util Pole Mt, Supp 3704 | 3725-104-A-12-S-U1 | EVSE LLC (CMI) | EVSE LLC (CMI) |  | 2250 | 2190 | 4-6 weeks
Shell Recharge Solutions | Category 1 - Level 2 Chargers | Hardware - Accessories | EVSE-3725-104-A-12-S-W2 | Pmt Module, Serial, Cell(4G, A)/RFID, Wall Mt, Supp 1-2 EVSE | 3725-104-A-12-S-W2 | EVSE LLC (CMI) | EVSE LLC (CMI) |  | 2250 | 2190 | 4-6 weeks
Shell Recharge Solutions | Category 1 - Level 2 Chargers | Hardware - Accessories | EVSE-3725-104-A-12-S-W3 | Pmt Module, Serial, Cell(4G, A)/RFID, Wall Mt, Mux for 1-4 EVSE | 3725-104-A-12-S-W3 | EVSE LLC (CMI) | EVSE LLC (CMI) |  | 2412.3288 | 2348 | 4-6 weeks
Shell Recharge Solutions | Category 1 - Level 2 Chargers | Hardware - Accessories | EVSE-3725-104-A-12-S-W4 | Pmt Module, Serial, Cell(4G, A)/RFID, Wall Mt, Mux for 5-8 EVSE | 3725-104-A-12-S-W4 | EVSE LLC (CMI) | EVSE LLC (CMI) |  | 2574.6575 | 2506 | 4-6 weeks
Shell Recharge Solutions | Category 1 - Level 2 Chargers | Hardware - Accessories | EVSE-3725-104-A-12-S-xx | Pmt Module Only, Cellular (4G, GSM/AT&T), RFID, Serial | 3725-104-A-12-S-xx | EVSE LLC (CMI) | EVSE LLC (CMI) |  | 2191.4384 | 2133 | 4-6 weeks
Shell Recharge Solutions | Category 1 - Level 2 Chargers | Hardware - Accessories | EVSE-3725-104-A-12-Z-P1 | Pmt Module, ZigBee, Cell(4G, A)/RFID, Pole, 24 VDC Pwr Sup | 3725-104-A-12-Z-P1 | EVSE LLC (CMI) | EVSE LLC (CMI) |  | 3169.5205 | 3085 | 4-6 weeks
Shell Recharge Solutions | Category 1 - Level 2 Chargers | Hardware - Accessories | EVSE-3725-104-A-12-Z-W1 | Pmt Module, ZigBee, Cell(4G, A)/RFID, Wall Mt, 24 VDC Pwr Sup | 3725-104-A-12-Z-W1 | EVSE LLC (CMI) | EVSE LLC (CMI) |  | 2640.411 | 2570 | 4-6 weeks
Shell Recharge Solutions | Category 1 - Level 2 Chargers | Hardware - Accessories | EVSE-3725-104-A-12-Z-xx | Pmt Module Only, Cellular (4G, GSM/AT&T), RFID, ZigBee | 3725-104-A-12-Z-xx | EVSE LLC (CMI) | EVSE LLC (CMI) |  | 2413.3562 | 2349 | 4-6 weeks
Shell Recharge Solutions | Category 1 - Level 2 Chargers | Hardware - Accessories | EVSE-3725-104-E- 09-S-xx | Pmt Module Only, Enet, CC, Serial | 3725-104-E- 09-S-xx | EVSE LLC (CMI) | EVSE LLC (CMI) |  | 1611.9863 | 1569 | 3-4 weeks
Shell Recharge Solutions | Category 1 - Level 2 Chargers | Hardware - Accessories | EVSE-3725-104-E-09-S-P2 | Pmt Module, Serial, Ethernet/CC, Pole, Supp 1-2 EVSE | 3725-104-E-09-S-P2 | EVSE LLC (CMI) | EVSE LLC (CMI) |  | 2198.6301 | 2140 | 4-6 weeks
Shell Recharge Solutions | Category 1 - Level 2 Chargers | Hardware - Accessories | EVSE-3725-104-E-09-S-P3 | Pmt Module, Serial, Ethernet/CC, Pole, Mux for 1-4 EVSE | 3725-104-E-09-S-P3 | EVSE LLC (CMI) | EVSE LLC (CMI) |  | 2360.9589 | 2298 | 4-6 weeks
Shell Recharge Solutions | Category 1 - Level 2 Chargers | Hardware - Accessories | EVSE-3725-104-E-09-S-P4 | Pmt Module, Serial, Ethernet/CC, Pole, Mux for 5-8 EVSE | 3725-104-E-09-S-P4 | EVSE LLC (CMI) | EVSE LLC (CMI) |  | 2524.3151 | 2457 | 4-6 weeks
Shell Recharge Solutions | Category 1 - Level 2 Chargers | Hardware - Accessories | EVSE-3725-104-E-09-S-W2 | Pmt Module, Serial, Ethernet/CC, Wall Mt, Supp 1-2 EVSE | 3725-104-E-09-S-W2 | EVSE LLC (CMI) | EVSE LLC (CMI) |  | 1670.5479 | 1626 | 4-6 weeks
Shell Recharge Solutions | Category 1 - Level 2 Chargers | Hardware - Accessories | EVSE-3725-104-E-09-S-W3 | Pmt Module, Serial, Ethernet/CC, Wall Mt, Mux for 1-4 EVSE | 3725-104-E-09-S-W3 | EVSE LLC (CMI) | EVSE LLC (CMI) |  | 1832.8767 | 1784 | 4-6 weeks
Shell Recharge Solutions | Category 1 - Level 2 Chargers | Hardware - Accessories | EVSE-3725-104-E-09-S-W4 | Pmt Module, Serial, Ethernet/CC, Wall Mt, Mux for 5-8 EVSE | 3725-104-E-09-S-W4 | EVSE LLC (CMI) | EVSE LLC (CMI) |  | 1995.2055 | 1942 | 4-6 weeks
Shell Recharge Solutions | Category 1 - Level 2 Chargers | Hardware - Accessories | EVSE-3725-104-E-09-Z-P1 | Pmt Module, ZigBee, Ethernet/CC, Pole, 24 VDC Pwr Sup | 3725-104-E-09-Z-P1 | EVSE LLC (CMI) | EVSE LLC (CMI) |  | 2590.0685 | 2521 | 4-6 weeks
Shell Recharge Solutions | Category 1 - Level 2 Chargers | Hardware - Accessories | EVSE-3725-104-E-09-Z-W1 | Pmt Module, ZigBee, Ethernet/CC, Wall Mt, 24 VDC Pwr Sup | 3725-104-E-09-Z-W1 | EVSE LLC (CMI) | EVSE LLC (CMI) |  | 2060.9589 | 2006 | 4-6 weeks
Shell Recharge Solutions | Category 1 - Level 2 Chargers | Hardware - Accessories | EVSE-3725-104-E-09-Z-xx | Pmt Module Only, Enet, CC, ZigBee | 3725-104-E-09-Z-xx | EVSE LLC (CMI) | EVSE LLC (CMI) |  | 1735.274 | 1689 | 3-4 weeks
Shell Recharge Solutions | Category 1 - Level 2 Chargers | Hardware - Accessories | EVSE-3725-104-E-10-S-P2 | Pmt Module, Serial, Ethernet/CC/RFID, Pole, Supp 1-2 EVSE | 3725-104-E-10-S-P2 | EVSE LLC (CMI) | EVSE LLC (CMI) |  | 2441.0959 | 2376 | 4-6 weeks
Shell Recharge Solutions | Category 1 - Level 2 Chargers | Hardware - Accessories | EVSE-3725-104-E-10-S-P3 | Pmt Module, Serial, Ethernet/CC/RFID, Pole, Mux for 1-4 EVSE | 3725-104-E-10-S-P3 | EVSE LLC (CMI) | EVSE LLC (CMI) |  | 2604.4521 | 2535 | 4-6 weeks
Shell Recharge Solutions | Category 1 - Level 2 Chargers | Hardware - Accessories | EVSE-3725-104-E-10-S-P4 | Pmt Module, Serial, Ethernet/CC/RFID, Pole, Mux for 5-8 EVSE | 3725-104-E-10-S-P4 | EVSE LLC (CMI) | EVSE LLC (CMI) |  | 2767.8082 | 2694 | 4-6 weeks
Shell Recharge Solutions | Category 1 - Level 2 Chargers | Hardware - Accessories | EVSE-3725-104-E-10-S-W2 | Pmt Module, Serial, Ethernet/CC/RFID, Wall Mt, Supp 1-2 EVSE | 3725-104-E-10-S-W2 | EVSE LLC (CMI) | EVSE LLC (CMI) |  | 1913.0137 | 1862 | 4-6 weeks
Shell Recharge Solutions | Category 1 - Level 2 Chargers | Hardware - Accessories | EVSE-3725-104-E-10-S-W3 | Pmt Module, Serial, Ethernet/CC/RFID, Wall Mt, Mux for 1-4 EVSE | 3725-104-E-10-S-W3 | EVSE LLC (CMI) | EVSE LLC (CMI) |  | 2076.3699 | 2021 | 4-6 weeks
Shell Recharge Solutions | Category 1 - Level 2 Chargers | Hardware - Accessories | EVSE-3725-104-E-10-S-W4 | Pmt Module, Serial, Ethernet/CC/RFID, Wall Mt, Mux for 5-8 EVSE | 3725-104-E-10-S-W4 | EVSE LLC (CMI) | EVSE LLC (CMI) |  | 2238.6986 | 2179 | 4-6 weeks
Shell Recharge Solutions | Category 1 - Level 2 Chargers | Hardware - Accessories | EVSE-3725-104-E-10-S-xx | Pmt Module Only, Enet, CC & RFID, Serial | 3725-104-E-10-S-xx | EVSE LLC (CMI) | EVSE LLC (CMI) |  | 1855.4795 | 1806 | 3-4 weeks
Shell Recharge Solutions | Category 1 - Level 2 Chargers | Hardware - Accessories | EVSE-3725-104-E-10-Z-P1 | Pmt Module, ZigBee, Ethernet/CC/RFID, Pole, 24 VDC Pwr Sup | 3725-104-E-10-Z-P1 | EVSE LLC (CMI) | EVSE LLC (CMI) |  | 2833.5616 | 2758 | 4-6 weeks
Shell Recharge Solutions | Category 1 - Level 2 Chargers | Hardware - Accessories | EVSE-3725-104-E-10-Z-W1 | Pmt Module, ZigBee, Ethernet/CC/RFID, Wall Mt, 24 VDC Pwr Sup | 3725-104-E-10-Z-W1 | EVSE LLC (CMI) | EVSE LLC (CMI) |  | 2304.4521 | 2243 | 4-6 weeks
Shell Recharge Solutions | Category 1 - Level 2 Chargers | Hardware - Accessories | EVSE-3725-104-E-10-Z-xx | Pmt Module Only, Enet, CC & RFID, ZigBee | 3725-104-E-10-Z-xx | EVSE LLC (CMI) | EVSE LLC (CMI) |  | 1978.7671 | 1926 | 3-4 weeks
Shell Recharge Solutions | Category 1 - Level 2 Chargers | Hardware - Accessories | EVSE-3725-104-E-12-S-P2 | Pmt Module, Serial, Ethernet/RFID, Pole, Supp 1-2 EVSE | 3725-104-E-12-S-P2 | EVSE LLC (CMI) | EVSE LLC (CMI) |  | 2000.3425 | 1947 | 4-6 weeks
Shell Recharge Solutions | Category 1 - Level 2 Chargers | Hardware - Accessories | EVSE-3725-104-E-12-S-P3 | Pmt Module, Serial, Ethernet/RFID, Pole, Mux for 1-4 EVSE | 3725-104-E-12-S-P3 | EVSE LLC (CMI) | EVSE LLC (CMI) |  | 2163.6986 | 2106 | 4-6 weeks
Shell Recharge Solutions | Category 1 - Level 2 Chargers | Hardware - Accessories | EVSE-3725-104-E-12-S-P4 | Pmt Module, Serial, Ethernet/RFID, Pole, Mux for 5-8 EVSE | 3725-104-E-12-S-P4 | EVSE LLC (CMI) | EVSE LLC (CMI) |  | 2327.0548 | 2265 | 4-6 weeks
Shell Recharge Solutions | Category 1 - Level 2 Chargers | Hardware - Accessories | EVSE-3725-104-E-12-S-W2 | Pmt Module, Serial, Ethernet/RFID, Wall Mt, Supp 1-2 EVSE | 3725-104-E-12-S-W2 | EVSE LLC (CMI) | EVSE LLC (CMI) |  | 1472.2603 | 1433 | 4-6 weeks
Shell Recharge Solutions | Category 1 - Level 2 Chargers | Hardware - Accessories | EVSE-3725-104-E-12-S-W3 | Pmt Module, Serial, Ethernet/RFID, Wall Mt, Mux for 1-4 EVSE | 3725-104-E-12-S-W3 | EVSE LLC (CMI) | EVSE LLC (CMI) |  | 1635.6164 | 1592 | 4-6 weeks
Shell Recharge Solutions | Category 1 - Level 2 Chargers | Hardware - Accessories | EVSE-3725-104-E-12-S-W4 | Pmt Module, Serial, Ethernet/RFID, Wall Mt, Mux for 5-8 EVSE | 3725-104-E-12-S-W4 | EVSE LLC (CMI) | EVSE LLC (CMI) |  | 1797.9452 | 1750 | 4-6 weeks
Shell Recharge Solutions | Category 1 - Level 2 Chargers | Hardware - Accessories | EVSE-3725-104-E-12-S-xx | Pmt Module Only, Enet, RFID, Serial | 3725-104-E-12-S-xx | EVSE LLC (CMI) | EVSE LLC (CMI) |  | 1414.726 | 1377 | 4-6 weeks
Shell Recharge Solutions | Category 1 - Level 2 Chargers | Hardware - Accessories | EVSE-3725-104-E-12-Z-P1 | Pmt Module, ZigBee, Ethernet/RFID, Pole, 24 VDC Pwr Sup | 3725-104-E-12-Z-P1 | EVSE LLC (CMI) | EVSE LLC (CMI) |  | 2392.8082 | 2329 | 4-6 weeks
Shell Recharge Solutions | Category 1 - Level 2 Chargers | Hardware - Accessories | EVSE-3725-104-E-12-Z-W1 | Pmt Module, ZigBee, Ethernet/RFID, Wall Mt, 24 VDC Pwr Sup | 3725-104-E-12-Z-W1 | EVSE LLC (CMI) | EVSE LLC (CMI) |  | 1863.6986 | 1814 | 4-6 weeks
Shell Recharge Solutions | Category 1 - Level 2 Chargers | Hardware - Accessories | EVSE-3725-104-E-12-Z-xx | Pmt Module Only, Enet, RFID, ZigBee | 3725-104-E-12-Z-xx | EVSE LLC (CMI) | EVSE LLC (CMI) |  | 1636.6438 | 1593 | 4-6 weeks
Shell Recharge Solutions | Category 1 - Level 2 Chargers | Hardware - Accessories | EVSE-3725-104-T- 09-S-xx | Pmt Module Only, Cellular (4G, GSM/TMobile), CC, Serial | 3725-104-T- 09-S-xx | EVSE LLC (CMI) | EVSE LLC (CMI) |  | 2388.6986 | 2325 | 4-6 weeks
Shell Recharge Solutions | Category 1 - Level 2 Chargers | Hardware - Accessories | EVSE-3725-104-T-09-S-P2 | Pmt Module, Serial, Cell(4G, TMobile)/CC, Pole, Supp 1-2 EVSE | 3725-104-T-09-S-P2 | EVSE LLC (CMI) | EVSE LLC (CMI) |  | 2975.3425 | 2896 | 4-6 weeks
Shell Recharge Solutions | Category 1 - Level 2 Chargers | Hardware - Accessories | EVSE-3725-104-T-09-S-P3 | Pmt Module, Serial, Cell(4G, TMobile)/CC, Pole, Mux for 1-4 EVSE | 3725-104-T-09-S-P3 | EVSE LLC (CMI) | EVSE LLC (CMI) |  | 3138.6986 | 3055 | 4-6 weeks
Shell Recharge Solutions | Category 1 - Level 2 Chargers | Hardware - Accessories | EVSE-3725-104-T-09-S-P4 | Pmt Module, Serial, Cell(4G, TMobile)/CC, Pole, Mux for 5-8 EVSE | 3725-104-T-09-S-P4 | EVSE LLC (CMI) | EVSE LLC (CMI) |  | 3301.0274 | 3213 | 4-6 weeks
Shell Recharge Solutions | Category 1 - Level 2 Chargers | Hardware - Accessories | EVSE-3725-104-T-09-S-U1 | Pmt Module, Serial, Cell(4G, TMobile)/CC, Util Pole Mt, Supp 3704 | 3725-104-T-09-S-U1 | EVSE LLC (CMI) | EVSE LLC (CMI) |  | 2447.2603 | 2382 | 4-6 weeks
Shell Recharge Solutions | Category 1 - Level 2 Chargers | Hardware - Accessories | EVSE-3725-104-T-09-S-W2 | Pmt Module, Serial, Cell(4G, TMobile)/CC, Wall Mt, Supp 1-2 EVSE | 3725-104-T-09-S-W2 | EVSE LLC (CMI) | EVSE LLC (CMI) |  | 2447.2603 | 2382 | 4-6 weeks
Shell Recharge Solutions | Category 1 - Level 2 Chargers | Hardware - Accessories | EVSE-3725-104-T-09-S-W3 | Pmt Module, Serial, Cell(4G, TMobile)/CC, Wall Mt, Mux for 1-4 EVSE | 3725-104-T-09-S-W3 | EVSE LLC (CMI) | EVSE LLC (CMI) |  | 2609.589 | 2540 | 4-6 weeks
Shell Recharge Solutions | Category 1 - Level 2 Chargers | Hardware - Accessories | EVSE-3725-104-T-09-S-W4 | Pmt Module, Serial, Cell(4G, TMobile)/CC, Wall Mt, Mux for 5-8 EVSE | 3725-104-T-09-S-W4 | EVSE LLC (CMI) | EVSE LLC (CMI) |  | 2772.9452 | 2699 | 4-6 weeks
Shell Recharge Solutions | Category 1 - Level 2 Chargers | Hardware - Accessories | EVSE-3725-104-T-09-Z-P1 | Pmt Module, ZigBee, Cell(4G, TMobile)/CC, Pole, 24 VDC Pwr Sup | 3725-104-T-09-Z-P1 | EVSE LLC (CMI) | EVSE LLC (CMI) |  | 3366.7808 | 3277 | 4-6 weeks
Shell Recharge Solutions | Category 1 - Level 2 Chargers | Hardware - Accessories | EVSE-3725-104-T-09-Z-W1 | Pmt Module, ZigBee, Cell(4G, TMobile)/CC, Wall Mt, 24 VDC Pwr Sup | 3725-104-T-09-Z-W1 | EVSE LLC (CMI) | EVSE LLC (CMI) |  | 2838.6986 | 2763 | 4-6 weeks
Shell Recharge Solutions | Category 1 - Level 2 Chargers | Hardware - Accessories | EVSE-3725-104-T-09-Z-xx | Pmt Module Only, Cellular (4G, GSM/TMobile), CC, ZigBee | 3725-104-T-09-Z-xx | EVSE LLC (CMI) | EVSE LLC (CMI) |  | 2610.6164 | 2541 | 4-6 weeks
Shell Recharge Solutions | Category 1 - Level 2 Chargers | Hardware - Accessories | EVSE-3725-104-T-10-S-P2 | Pmt Module, Serial, Cell(4G, TMobile)/CC/RFID, Pole, Supp 1-2 EVSE | 3725-104-T-10-S-P2 | EVSE LLC (CMI) | EVSE LLC (CMI) |  | 3218.8356 | 3133 | 4-6 weeks
Shell Recharge Solutions | Category 1 - Level 2 Chargers | Hardware - Accessories | EVSE-3725-104-T-10-S-P3 | Pmt Module, Serial, Cell(4G, TMobile)/CC/RFID, Pole, Mux for 1-4 EVSE | 3725-104-T-10-S-P3 | EVSE LLC (CMI) | EVSE LLC (CMI) |  | 3381.1644 | 3291 | 4-6 weeks
Shell Recharge Solutions | Category 1 - Level 2 Chargers | Hardware - Accessories | EVSE-3725-104-T-10-S-P4 | Pmt Module, Serial, Cell(4G, TMobile)/CC/RFID, Pole, Mux for 5-8 EVSE | 3725-104-T-10-S-P4 | EVSE LLC (CMI) | EVSE LLC (CMI) |  | 3544.5205 | 3450 | 4-6 weeks
Shell Recharge Solutions | Category 1 - Level 2 Chargers | Hardware - Accessories | EVSE-3725-104-T-10-S-U1 | Pmt Module, Serial, Cell(4G, TMobile)/CC/RFID, Util Pole Mt, Supp 3704 | 3725-104-T-10-S-U1 | EVSE LLC (CMI) | EVSE LLC (CMI) |  | 2690.7534 | 2619 | 4-6 weeks
Shell Recharge Solutions | Category 1 - Level 2 Chargers | Hardware - Accessories | EVSE-3725-104-T-10-S-W2 | Pmt Module, Serial, Cell(4G, TMobile)/CC/RFID, Wall Mt, Supp 1-2 EVSE | 3725-104-T-10-S-W2 | EVSE LLC (CMI) | EVSE LLC (CMI) |  | 2690.7534 | 2619 | 4-6 weeks
Shell Recharge Solutions | Category 1 - Level 2 Chargers | Hardware - Accessories | EVSE-3725-104-T-10-S-W3 | Pmt Module, Serial, Cell(4G, TMobile)/CC/RFID, Wall Mt, Mux for 1-4 EVSE | 3725-104-T-10-S-W3 | EVSE LLC (CMI) | EVSE LLC (CMI) |  | 2853.0822 | 2777 | 4-6 weeks
Shell Recharge Solutions | Category 1 - Level 2 Chargers | Hardware - Accessories | EVSE-3725-104-T-10-S-W4 | Pmt Module, Serial, Cell(4G, TMobile)/CC/RFID, Wall Mt, Mux for 5-8 EVSE | 3725-104-T-10-S-W4 | EVSE LLC (CMI) | EVSE LLC (CMI) |  | 3015.411 | 2935 | 4-6 weeks
Shell Recharge Solutions | Category 1 - Level 2 Chargers | Hardware - Accessories | EVSE-3725-104-T-10-S-xx | Pmt Module Only, Cellular (4G, GSM/TMobile), CC & RFID, Serial | 3725-104-T-10-S-xx | EVSE LLC (CMI) | EVSE LLC (CMI) |  | 2632.1918 | 2562 | 4-6 weeks
Shell Recharge Solutions | Category 1 - Level 2 Chargers | Hardware - Accessories | EVSE-3725-104-T-10-Z-P1 | Pmt Module, ZigBee, Cell(4G, TMobile)/CC/RFID, Pole, 24 VDC Pwr Sup | 3725-104-T-10-Z-P1 | EVSE LLC (CMI) | EVSE LLC (CMI) |  | 3610.274 | 3514 | 4-6 weeks
Shell Recharge Solutions | Category 1 - Level 2 Chargers | Hardware - Accessories | EVSE-3725-104-T-10-Z-W1 | Pmt Module, ZigBee, Cell(4G, TMobile)/CC/RFID, Wall Mt, 24 VDC Pwr Sup | 3725-104-T-10-Z-W1 | EVSE LLC (CMI) | EVSE LLC (CMI) |  | 3081.1644 | 2999 | 4-6 weeks
Shell Recharge Solutions | Category 1 - Level 2 Chargers | Hardware - Accessories | EVSE-3725-104-T-10-Z-xx | Pmt Module Only, Cellular (4G, GSM/TMobile), CC & RFID, ZigBee | 3725-104-T-10-Z-xx | EVSE LLC (CMI) | EVSE LLC (CMI) |  | 2854.1096 | 2778 | 4-6 weeks
Shell Recharge Solutions | Category 1 - Level 2 Chargers | Hardware - Accessories | EVSE-3725-104-T-12-S-P2 | Pmt Module, Serial, Cell(4G, TMobile)/RFID, Pole, Supp 1-2 EVSE | 3725-104-T-12-S-P2 | EVSE LLC (CMI) | EVSE LLC (CMI) |  | 2778.0822 | 2704 | 4-6 weeks
Shell Recharge Solutions | Category 1 - Level 2 Chargers | Hardware - Accessories | EVSE-3725-104-T-12-S-P3 | Pmt Module, Serial, Cell(4G, TMobile)/RFID, Pole, Mux for 1-4 EVSE | 3725-104-T-12-S-P3 | EVSE LLC (CMI) | EVSE LLC (CMI) |  | 2940.411 | 2862 | 4-6 weeks
Shell Recharge Solutions | Category 1 - Level 2 Chargers | Hardware - Accessories | EVSE-3725-104-T-12-S-P4 | Pmt Module, Serial, Cell(4G, TMobile)/RFID, Pole, Mux for 5-8 EVSE | 3725-104-T-12-S-P4 | EVSE LLC (CMI) | EVSE LLC (CMI) |  | 3103.7671 | 3021 | 4-6 weeks
Shell Recharge Solutions | Category 1 - Level 2 Chargers | Hardware - Accessories | EVSE-3725-104-T-12-S-U1 | Pmt Module, Serial, Cell(4G, TMobile)/RFID, Util Pole Mt, Supp 3704 | 3725-104-T-12-S-U1 | EVSE LLC (CMI) | EVSE LLC (CMI) |  | 2250 | 2190 | 4-6 weeks
Shell Recharge Solutions | Category 1 - Level 2 Chargers | Hardware - Accessories | EVSE-3725-104-T-12-S-W2 | Pmt Module, Serial, Cell(4G, TMobile)/RFID, Wall Mt, Supp 1-2 EVSE | 3725-104-T-12-S-W2 | EVSE LLC (CMI) | EVSE LLC (CMI) |  | 2250 | 2190 | 4-6 weeks
Shell Recharge Solutions | Category 1 - Level 2 Chargers | Hardware - Accessories | EVSE-3725-104-T-12-S-W3 | Pmt Module, Serial, Cell(4G, TMobile)/RFID, Wall Mt, Mux for 1-4 EVSE | 3725-104-T-12-S-W3 | EVSE LLC (CMI) | EVSE LLC (CMI) |  | 2412.3288 | 2348 | 4-6 weeks
Shell Recharge Solutions | Category 1 - Level 2 Chargers | Hardware - Accessories | EVSE-3725-104-T-12-S-W4 | Pmt Module, Serial, Cell(4G, TMobile)/RFID, Wall Mt, Mux for 5-8 EVSE | 3725-104-T-12-S-W4 | EVSE LLC (CMI) | EVSE LLC (CMI) |  | 2574.6575 | 2506 | 4-6 weeks
Shell Recharge Solutions | Category 1 - Level 2 Chargers | Hardware - Accessories | EVSE-3725-104-T-12-S-xx | Pmt Module Only, Cellular (4G, GSM/TMobile), RFID, Serial | 3725-104-T-12-S-xx | EVSE LLC (CMI) | EVSE LLC (CMI) |  | 2191.4384 | 2133 | 4-6 weeks
Shell Recharge Solutions | Category 1 - Level 2 Chargers | Hardware - Accessories | EVSE-3725-104-T-12-Z-P1 | Pmt Module, ZigBee, Cell(4G, TMobile)/RFID, Pole, 24 VDC Pwr Sup | 3725-104-T-12-Z-P1 | EVSE LLC (CMI) | EVSE LLC (CMI) |  | 3169.5205 | 3085 | 4-6 weeks
Shell Recharge Solutions | Category 1 - Level 2 Chargers | Hardware - Accessories | EVSE-3725-104-T-12-Z-W1 | Pmt Module, ZigBee, Cell(4G, TMobile)/RFID, Wall Mt, 24 VDC Pwr Sup | 3725-104-T-12-Z-W1 | EVSE LLC (CMI) | EVSE LLC (CMI) |  | 2640.411 | 2570 | 4-6 weeks
Shell Recharge Solutions | Category 1 - Level 2 Chargers | Hardware - Accessories | EVSE-3725-104-T-12-Z-xx | Pmt Module Only, Cellular (4G, GSM/TMobile), RFID, ZigBee | 3725-104-T-12-Z-xx | EVSE LLC (CMI) | EVSE LLC (CMI) |  | 2413.3562 | 2349 | 4-6 weeks
Shell Recharge Solutions | Category 1 - Level 2 Chargers | Hardware - Accessories | EVSE-3725-104-V- 09-S-xx | Pmt Module Only, Cellular (4G, CDMA/Verizon), CC, Serial | 3725-104-V- 09-S-xx | EVSE LLC (CMI) | EVSE LLC (CMI) |  | 2388.6986 | 2325 | 3-4 weeks
Shell Recharge Solutions | Category 1 - Level 2 Chargers | Hardware - Accessories | EVSE-3725-104-V-09-S-P2 | Pmt Module, Serial, Cell(4G, V)/CC, Pole, Supp 1-2 EVSE | 3725-104-V-09-S-P2 | EVSE LLC (CMI) | EVSE LLC (CMI) |  | 2975.3425 | 2896 | 4-6 weeks
Shell Recharge Solutions | Category 1 - Level 2 Chargers | Hardware - Accessories | EVSE-3725-104-V-09-S-P3 | Pmt Module, Serial, Cell(4G, V)/CC, Pole, Mux for 1-4 EVSE | 3725-104-V-09-S-P3 | EVSE LLC (CMI) | EVSE LLC (CMI) |  | 3138.6986 | 3055 | 4-6 weeks
Shell Recharge Solutions | Category 1 - Level 2 Chargers | Hardware - Accessories | EVSE-3725-104-V-09-S-P4 | Pmt Module, Serial, Cell(4G, V)/CC, Pole, Mux for 5-8 EVSE | 3725-104-V-09-S-P4 | EVSE LLC (CMI) | EVSE LLC (CMI) |  | 3301.0274 | 3213 | 4-6 weeks
Shell Recharge Solutions | Category 1 - Level 2 Chargers | Hardware - Accessories | EVSE-3725-104-V-09-S-U1 | Pmt Module, Serial, Cell(4G, V)/CC, Util Pole Mt, Supp 3704 | 3725-104-V-09-S-U1 | EVSE LLC (CMI) | EVSE LLC (CMI) |  | 2447.2603 | 2382 | 4-6 weeks
Shell Recharge Solutions | Category 1 - Level 2 Chargers | Hardware - Accessories | EVSE-3725-104-V-09-S-W2 | Pmt Module, Serial, Cell(4G, V)/CC, Wall Mt, Supp 1-2 EVSE | 3725-104-V-09-S-W2 | EVSE LLC (CMI) | EVSE LLC (CMI) |  | 2447.2603 | 2382 | 4-6 weeks
Shell Recharge Solutions | Category 1 - Level 2 Chargers | Hardware - Accessories | EVSE-3725-104-V-09-S-W3 | Pmt Module, Serial, Cell(4G, V)/CC, Wall Mt, Mux for 1-4 EVSE | 3725-104-V-09-S-W3 | EVSE LLC (CMI) | EVSE LLC (CMI) |  | 2609.589 | 2540 | 4-6 weeks
Shell Recharge Solutions | Category 1 - Level 2 Chargers | Hardware - Accessories | EVSE-3725-104-V-09-S-W4 | Pmt Module, Serial, Cell(4G, V)/CC, Wall Mt, Mux for 5-8 EVSE | 3725-104-V-09-S-W4 | EVSE LLC (CMI) | EVSE LLC (CMI) |  | 2772.9452 | 2699 | 4-6 weeks
Shell Recharge Solutions | Category 1 - Level 2 Chargers | Hardware - Accessories | EVSE-3725-104-V-09-Z-P1 | Pmt Module, ZigBee, Cell(4G, V)/CC, Pole, 24 VDC Pwr Sup | 3725-104-V-09-Z-P1 | EVSE LLC (CMI) | EVSE LLC (CMI) |  | 3366.7808 | 3277 | 4-6 weeks
Shell Recharge Solutions | Category 1 - Level 2 Chargers | Hardware - Accessories | EVSE-3725-104-V-09-Z-W1 | Pmt Module, ZigBee, Cell(4G, V)/CC, Wall Mt, 24 VDC Pwr Sup | 3725-104-V-09-Z-W1 | EVSE LLC (CMI) | EVSE LLC (CMI) |  | 2838.6986 | 2763 | 4-6 weeks
Shell Recharge Solutions | Category 1 - Level 2 Chargers | Hardware - Accessories | EVSE-3725-104-V-09-Z-xx | Pmt Module Only, Cellular (4G, CDMA/Verizon), CC, ZigBee | 3725-104-V-09-Z-xx | EVSE LLC (CMI) | EVSE LLC (CMI) |  | 2610.6164 | 2541 | 3-4 weeks
Shell Recharge Solutions | Category 1 - Level 2 Chargers | Hardware - Accessories | EVSE-3725-104-V-10-S-P2 | Pmt Module, Serial, Cell(4G, V)/CC/RFID, Pole, Supp 1-2 EVSE | 3725-104-V-10-S-P2 | EVSE LLC (CMI) | EVSE LLC (CMI) |  | 3218.8356 | 3133 | 4-6 weeks
Shell Recharge Solutions | Category 1 - Level 2 Chargers | Hardware - Accessories | EVSE-3725-104-V-10-S-P3 | Pmt Module, Serial, Cell(4G, V)/CC/RFID, Pole, Mux for 1-4 EVSE | 3725-104-V-10-S-P3 | EVSE LLC (CMI) | EVSE LLC (CMI) |  | 3381.1644 | 3291 | 4-6 weeks
Shell Recharge Solutions | Category 1 - Level 2 Chargers | Hardware - Accessories | EVSE-3725-104-V-10-S-P4 | Pmt Module, Serial, Cell(4G, V)/CC/RFID, Pole, Mux for 5-8 EVSE | 3725-104-V-10-S-P4 | EVSE LLC (CMI) | EVSE LLC (CMI) |  | 3544.5205 | 3450 | 4-6 weeks
Shell Recharge Solutions | Category 1 - Level 2 Chargers | Hardware - Accessories | EVSE-3725-104-V-10-S-U1 | Pmt Module, Serial, Cell(4G, V)/CC/RFID, Util Pole Mt, Supp 3704 | 3725-104-V-10-S-U1 | EVSE LLC (CMI) | EVSE LLC (CMI) |  | 2690.7534 | 2619 | 4-6 weeks
Shell Recharge Solutions | Category 1 - Level 2 Chargers | Hardware - Accessories | EVSE-3725-104-V-10-S-W2 | Pmt Module, Serial, Cell(4G, V)/CC/RFID, Wall Mt, Supp 1-2 EVSE | 3725-104-V-10-S-W2 | EVSE LLC (CMI) | EVSE LLC (CMI) |  | 2690.7534 | 2619 | 4-6 weeks
Shell Recharge Solutions | Category 1 - Level 2 Chargers | Hardware - Accessories | EVSE-3725-104-V-10-S-W3 | Pmt Module, Serial, Cell(4G, V)/CC/RFID, Wall Mt, Mux for 1-4 EVSE | 3725-104-V-10-S-W3 | EVSE LLC (CMI) | EVSE LLC (CMI) |  | 2853.0822 | 2777 | 4-6 weeks
Shell Recharge Solutions | Category 1 - Level 2 Chargers | Hardware - Accessories | EVSE-3725-104-V-10-S-W4 | Pmt Module, Serial, Cell(4G, V)/CC/RFID, Wall Mt, Mux for 5-8 EVSE | 3725-104-V-10-S-W4 | EVSE LLC (CMI) | EVSE LLC (CMI) |  | 3015.411 | 2935 | 4-6 weeks
Shell Recharge Solutions | Category 1 - Level 2 Chargers | Hardware - Accessories | EVSE-3725-104-V-10-S-xx | Pmt Module Only, Cellular (4G, CDMA/Verizon), CC & RFID, Serial | 3725-104-V-10-S-xx | EVSE LLC (CMI) | EVSE LLC (CMI) |  | 2632.1918 | 2562 | 3-4 weeks
Shell Recharge Solutions | Category 1 - Level 2 Chargers | Hardware - Accessories | EVSE-3725-104-V-10-Z-P1 | Pmt Module, ZigBee, Cell(4G, V)/CC/RFID, Pole, 24 VDC Pwr Sup | 3725-104-V-10-Z-P1 | EVSE LLC (CMI) | EVSE LLC (CMI) |  | 3610.274 | 3514 | 4-6 weeks
Shell Recharge Solutions | Category 1 - Level 2 Chargers | Hardware - Accessories | EVSE-3725-104-V-10-Z-W1 | Pmt Module, ZigBee, Cell(4G, V)/CC/RFID, Wall Mt, 24 VDC Pwr Sup | 3725-104-V-10-Z-W1 | EVSE LLC (CMI) | EVSE LLC (CMI) |  | 3081.1644 | 2999 | 4-6 weeks
Shell Recharge Solutions | Category 1 - Level 2 Chargers | Hardware - Accessories | EVSE-3725-104-V-10-Z-xx | Pmt Module Only, Cellular (4G, CDMA/Verizon), CC & RFID, ZigBee | 3725-104-V-10-Z-xx | EVSE LLC (CMI) | EVSE LLC (CMI) |  | 2854.1096 | 2778 | 3-4 weeks
Shell Recharge Solutions | Category 1 - Level 2 Chargers | Hardware - Accessories | EVSE-3725-104-V-12-S-P2 | Pmt Module, Serial, Cell(4G, V)/RFID, Pole, Supp 1-2 EVSE | 3725-104-V-12-S-P2 | EVSE LLC (CMI) | EVSE LLC (CMI) |  | 2778.0822 | 2704 | 4-6 weeks
Shell Recharge Solutions | Category 1 - Level 2 Chargers | Hardware - Accessories | EVSE-3725-104-V-12-S-P3 | Pmt Module, Serial, Cell(4G, V)/RFID, Pole, Mux for 1-4 EVSE | 3725-104-V-12-S-P3 | EVSE LLC (CMI) | EVSE LLC (CMI) |  | 2940.411 | 2862 | 4-6 weeks
Shell Recharge Solutions | Category 1 - Level 2 Chargers | Hardware - Accessories | EVSE-3725-104-V-12-S-P4 | Pmt Module, Serial, Cell(4G, V)/RFID, Pole, Mux for 5-8 EVSE | 3725-104-V-12-S-P4 | EVSE LLC (CMI) | EVSE LLC (CMI) |  | 3103.7671 | 3021 | 4-6 weeks
Shell Recharge Solutions | Category 1 - Level 2 Chargers | Hardware - Accessories | EVSE-3725-104-V-12-S-U1 | Pmt Module, Serial, Cell(4G, V)/RFID, Util Pole Mt, Supp 3704 | 3725-104-V-12-S-U1 | EVSE LLC (CMI) | EVSE LLC (CMI) |  | 2250 | 2190 | 4-6 weeks
Shell Recharge Solutions | Category 1 - Level 2 Chargers | Hardware - Accessories | EVSE-3725-104-V-12-S-W2 | Pmt Module, Serial, Cell(4G, V)/RFID, Wall Mt, Supp 1-2 EVSE | 3725-104-V-12-S-W2 | EVSE LLC (CMI) | EVSE LLC (CMI) |  | 2250 | 2190 | 4-6 weeks
Shell Recharge Solutions | Category 1 - Level 2 Chargers | Hardware - Accessories | EVSE-3725-104-V-12-S-W3 | Pmt Module, Serial, Cell(4G, V)/RFID, Wall Mt, Mux for 1-4 EVSE | 3725-104-V-12-S-W3 | EVSE LLC (CMI) | EVSE LLC (CMI) |  | 2412.3288 | 2348 | 4-6 weeks
Shell Recharge Solutions | Category 1 - Level 2 Chargers | Hardware - Accessories | EVSE-3725-104-V-12-S-W4 | Pmt Module, Serial, Cell(4G, V)/RFID, Wall Mt, Mux for 5-8 EVSE | 3725-104-V-12-S-W4 | EVSE LLC (CMI) | EVSE LLC (CMI) |  | 2574.6575 | 2506 | 4-6 weeks
Shell Recharge Solutions | Category 1 - Level 2 Chargers | Hardware - Accessories | EVSE-3725-104-V-12-S-xx | Pmt Module Only, Cellular (4G, CDMA/Verizon), RFID, Serial | 3725-104-V-12-S-xx | EVSE LLC (CMI) | EVSE LLC (CMI) |  | 2191.4384 | 2133 | 4-6 weeks
Shell Recharge Solutions | Category 1 - Level 2 Chargers | Hardware - Accessories | EVSE-3725-104-V-12-Z-P1 | Pmt Module, ZigBee, Cell(4G, V)/RFID, Pole, 24 VDC Pwr Sup | 3725-104-V-12-Z-P1 | EVSE LLC (CMI) | EVSE LLC (CMI) |  | 3169.5205 | 3085 | 4-6 weeks
Shell Recharge Solutions | Category 1 - Level 2 Chargers | Hardware - Accessories | EVSE-3725-104-V-12-Z-W1 | Pmt Module, ZigBee, Cell(4G, V)/RFID, Wall Mt, 24 VDC Pwr Sup | 3725-104-V-12-Z-W1 | EVSE LLC (CMI) | EVSE LLC (CMI) |  | 2640.411 | 2570 | 4-6 weeks
Shell Recharge Solutions | Category 1 - Level 2 Chargers | Hardware - Accessories | EVSE-3725-104-V-12-Z-xx | Pmt Module Only, Cellular (4G, CDMA/Verizon), RFID, ZigBee | 3725-104-V-12-Z-xx | EVSE LLC (CMI) | EVSE LLC (CMI) |  | 2413.3562 | 2349 | 4-6 weeks
Shell Recharge Solutions | Category 1 - Level 2 Chargers | Hardware - Accessories | EVSE-3727-200-A-S-P2 | Gateway, Serial, Cell(4G, AT&T), Pole, Supp 1-2 EVSE | 3727-200-A-S-P2 | EVSE LLC (CMI) | EVSE LLC (CMI) |  | 2091.7808 | 2036 | 4-6 weeks
Shell Recharge Solutions | Category 1 - Level 2 Chargers | Hardware - Accessories | EVSE-3727-200-A-S-P3 | Gateway, Serial, Cell(4G, AT&T), Pole, Mux for 1-4 EVSE | 3727-200-A-S-P3 | EVSE LLC (CMI) | EVSE LLC (CMI) |  | 2295.2055 | 2234 | 4-6 weeks
Shell Recharge Solutions | Category 1 - Level 2 Chargers | Hardware - Accessories | EVSE-3727-200-A-S-P4 | Gateway, Serial, Cell(4G, AT&T), Pole, Mux for 5-8 EVSE | 3727-200-A-S-P4 | EVSE LLC (CMI) | EVSE LLC (CMI) |  | 2498.6301 | 2432 | 4-6 weeks
Shell Recharge Solutions | Category 1 - Level 2 Chargers | Hardware - Accessories | EVSE-3727-200-A-S-W2 | Gateway, Serial, Cell(4G, AT&T), Wall Mt, Supp 1-2 EVSE | 3727-200-A-S-W2 | EVSE LLC (CMI) | EVSE LLC (CMI) |  | 1656.1644 | 1612 | 4-6 weeks
Shell Recharge Solutions | Category 1 - Level 2 Chargers | Hardware - Accessories | EVSE-3727-200-A-S-W3 | Gateway, Serial, Cell(4G, AT&T), Wall Mt, Mux for 1-4 EVSE | 3727-200-A-S-W3 | EVSE LLC (CMI) | EVSE LLC (CMI) |  | 1859.589 | 1810 | 4-6 weeks
Shell Recharge Solutions | Category 1 - Level 2 Chargers | Hardware - Accessories | EVSE-3727-200-A-S-W4 | Gateway, Serial, Cell(4G, AT&T), Wall Mt, Mux for 5-8 EVSE | 3727-200-A-S-W4 | EVSE LLC (CMI) | EVSE LLC (CMI) |  | 2063.0137 | 2008 | 4-6 weeks
Shell Recharge Solutions | Category 1 - Level 2 Chargers | Hardware - Accessories | EVSE-3727-200-A-S-xx | Gateway Only, Cellular (4G, GSM/AT&T), Serial | 3727-200-A-S-xx | EVSE LLC (CMI) | EVSE LLC (CMI) |  | 1583.2192 | 1541 | 3-4 weeks
Shell Recharge Solutions | Category 1 - Level 2 Chargers | Hardware - Accessories | EVSE-3727-200-A-Z-P1 | Gateway, ZigBee, Cell(4G, AT&T), Pole, 24 VDC Pwr Sup | 3727-200-A-Z-P1 | EVSE LLC (CMI) | EVSE LLC (CMI) |  | 2508.9041 | 2442 | 4-6 weeks
Shell Recharge Solutions | Category 1 - Level 2 Chargers | Hardware - Accessories | EVSE-3727-200-A-Z-W1 | Gateway, ZigBee, Cell(4G, AT&T), Wall Mt, 24 VDC Pwr Sup | 3727-200-A-Z-W1 | EVSE LLC (CMI) | EVSE LLC (CMI) |  | 2073.2877 | 2018 | 4-6 weeks
Shell Recharge Solutions | Category 1 - Level 2 Chargers | Hardware - Accessories | EVSE-3727-200-A-Z-xx | Gateway Only, Cellular (4G, GSM/AT&T), ZigBee | 3727-200-A-Z-xx | EVSE LLC (CMI) | EVSE LLC (CMI) |  | 1788.6986 | 1741 | 3-4 weeks
Shell Recharge Solutions | Category 1 - Level 2 Chargers | Hardware - Accessories | EVSE-3727-200-E-S-P2 | Gateway, Serial, Ethernet/Pole, Supp 1-2 EVSE | 3727-200-E-S-P2 | EVSE LLC (CMI) | EVSE LLC (CMI) |  | 1479.4521 | 1440 | 4-6 weeks
Shell Recharge Solutions | Category 1 - Level 2 Chargers | Hardware - Accessories | EVSE-3727-200-E-S-P3 | Gateway, Serial, Ethernet, Pole, Mux for 1-4 EVSE | 3727-200-E-S-P3 | EVSE LLC (CMI) | EVSE LLC (CMI) |  | 1682.8767 | 1638 | 4-6 weeks
Shell Recharge Solutions | Category 1 - Level 2 Chargers | Hardware - Accessories | EVSE-3727-200-E-S-P4 | Gateway, Serial, Ethernet, Pole, Mux for 5-8 EVSE | 3727-200-E-S-P4 | EVSE LLC (CMI) | EVSE LLC (CMI) |  | 1886.3014 | 1836 | 4-6 weeks
Shell Recharge Solutions | Category 1 - Level 2 Chargers | Hardware - Accessories | EVSE-3727-200-E-S-W2 | Gateway, Serial, Ethernet/Wall Mt, Supp 1-2 EVSE | 3727-200-E-S-W2 | EVSE LLC (CMI) | EVSE LLC (CMI) |  | 1043.8356 | 1016 | 4-6 weeks
Shell Recharge Solutions | Category 1 - Level 2 Chargers | Hardware - Accessories | EVSE-3727-200-E-S-W3 | Gateway, Serial, Ethernet, Wall Mt, Mux for 1-4 EVSE | 3727-200-E-S-W3 | EVSE LLC (CMI) | EVSE LLC (CMI) |  | 1247.2603 | 1214 | 4-6 weeks
Shell Recharge Solutions | Category 1 - Level 2 Chargers | Hardware - Accessories | EVSE-3727-200-E-S-W4 | Gateway, Serial, Ethernet, Wall Mt, Mux for 5-8 EVSE | 3727-200-E-S-W4 | EVSE LLC (CMI) | EVSE LLC (CMI) |  | 1450.6849 | 1412 | 4-6 weeks
Shell Recharge Solutions | Category 1 - Level 2 Chargers | Hardware - Accessories | EVSE-3727-200-E-S-xx | Gateway Only, Enet, Serial | 3727-200-E-S-xx | EVSE LLC (CMI) | EVSE LLC (CMI) |  | 970.8904 | 945 | 3-4 weeks
Shell Recharge Solutions | Category 1 - Level 2 Chargers | Hardware - Accessories | EVSE-3727-200-E-Z-P1 | Gateway, ZigBee, Ethernet, Pole, 24 VDC Pwr Sup | 3727-200-E-Z-P1 | EVSE LLC (CMI) | EVSE LLC (CMI) |  | 1897.6027 | 1847 | 4-6 weeks
Shell Recharge Solutions | Category 1 - Level 2 Chargers | Hardware - Accessories | EVSE-3727-200-E-Z-W1 | Gateway, ZigBee, Ethernet, Wall Mt, 24 VDC Pwr Sup | 3727-200-E-Z-W1 | EVSE LLC (CMI) | EVSE LLC (CMI) |  | 1461.9863 | 1423 | 4-6 weeks
Shell Recharge Solutions | Category 1 - Level 2 Chargers | Hardware - Accessories | EVSE-3727-200-E-Z-xx | Gateway Only, Enet, ZigBee | 3727-200-E-Z-xx | EVSE LLC (CMI) | EVSE LLC (CMI) |  | 1177.3973 | 1146 | 3-4 weeks
Shell Recharge Solutions | Category 1 - Level 2 Chargers | Hardware - Accessories | EVSE-3727-200-T-S-P2 | Gateway, Serial, Cell(4G, TMobile), Pole, Supp 1-2 EVSE | 3727-200-T-S-P2 | EVSE LLC (CMI) | EVSE LLC (CMI) |  | 2091.7808 | 2036 | 4-6 weeks
Shell Recharge Solutions | Category 1 - Level 2 Chargers | Hardware - Accessories | EVSE-3727-200-T-S-P3 | Gateway, Serial, Cell(4G, TMobile), Pole, Mux for 1-4 EVSE | 3727-200-T-S-P3 | EVSE LLC (CMI) | EVSE LLC (CMI) |  | 2295.2055 | 2234 | 4-6 weeks
Shell Recharge Solutions | Category 1 - Level 2 Chargers | Hardware - Accessories | EVSE-3727-200-T-S-P4 | Gateway, Serial, Cell(4G, TMobile), Pole, Mux for 5-8 EVSE | 3727-200-T-S-P4 | EVSE LLC (CMI) | EVSE LLC (CMI) |  | 2498.6301 | 2432 | 4-6 weeks
Shell Recharge Solutions | Category 1 - Level 2 Chargers | Hardware - Accessories | EVSE-3727-200-T-S-W2 | Gateway, Serial, Cell(4G, TMobile), Wall Mt, Supp 1-2 EVSE | 3727-200-T-S-W2 | EVSE LLC (CMI) | EVSE LLC (CMI) |  | 1656.1644 | 1612 | 4-6 weeks
Shell Recharge Solutions | Category 1 - Level 2 Chargers | Hardware - Accessories | EVSE-3727-200-T-S-W3 | Gateway, Serial, Cell(4G, TMobile), Wall Mt, Mux for 1-4 EVSE | 3727-200-T-S-W3 | EVSE LLC (CMI) | EVSE LLC (CMI) |  | 1859.589 | 1810 | 4-6 weeks
Shell Recharge Solutions | Category 1 - Level 2 Chargers | Hardware - Accessories | EVSE-3727-200-T-S-W4 | Gateway, Serial, Cell(4G, TMobile), Wall Mt, Mux for 5-8 EVSE | 3727-200-T-S-W4 | EVSE LLC (CMI) | EVSE LLC (CMI) |  | 2063.0137 | 2008 | 4-6 weeks
Shell Recharge Solutions | Category 1 - Level 2 Chargers | Hardware - Accessories | EVSE-3727-200-T-S-xx | Gateway Only, Cellular (4G, GSM/TMobile), Serial | 3727-200-T-S-xx | EVSE LLC (CMI) | EVSE LLC (CMI) |  | 1583.2192 | 1541 | 3-4 weeks
Shell Recharge Solutions | Category 1 - Level 2 Chargers | Hardware - Accessories | EVSE-3727-200-T-Z-P1 | Gateway, ZigBee, Cell(4G, TMobile), Pole, 24 VDC Pwr Sup | 3727-200-T-Z-P1 | EVSE LLC (CMI) | EVSE LLC (CMI) |  | 2508.9041 | 2442 | 4-6 weeks
Shell Recharge Solutions | Category 1 - Level 2 Chargers | Hardware - Accessories | EVSE-3727-200-T-Z-W1 | Gateway, ZigBee, Cell(4G, TMobile), Wall Mt, 24 VDC Pwr Sup | 3727-200-T-Z-W1 | EVSE LLC (CMI) | EVSE LLC (CMI) |  | 2073.2877 | 2018 | 4-6 weeks
Shell Recharge Solutions | Category 1 - Level 2 Chargers | Hardware - Accessories | EVSE-3727-200-T-Z-xx | Gateway Only, Cellular (4G, GSM/TMobile), ZigBee | 3727-200-T-Z-xx | EVSE LLC (CMI) | EVSE LLC (CMI) |  | 1788.6986 | 1741 | 3-4 weeks
Shell Recharge Solutions | Category 1 - Level 2 Chargers | Hardware - Accessories | EVSE-3727-200-V-S-P2 | Gateway, Serial, Cell(4G, Verizon), Pole, Supp 1-2 EVSE | 3727-200-V-S-P2 | EVSE LLC (CMI) | EVSE LLC (CMI) |  | 2091.7808 | 2036 | 4-6 weeks
Shell Recharge Solutions | Category 1 - Level 2 Chargers | Hardware - Accessories | EVSE-3727-200-V-S-P3 | Gateway, Serial, Cell(4G, Verizon), Pole, Mux for 1-4 EVSE | 3727-200-V-S-P3 | EVSE LLC (CMI) | EVSE LLC (CMI) |  | 2295.2055 | 2234 | 4-6 weeks
Shell Recharge Solutions | Category 1 - Level 2 Chargers | Hardware - Accessories | EVSE-3727-200-V-S-P4 | Gateway, Serial, Cell(4G, Verizon), Pole, Mux for 5-8 EVSE | 3727-200-V-S-P4 | EVSE LLC (CMI) | EVSE LLC (CMI) |  | 2498.6301 | 2432 | 4-6 weeks
Shell Recharge Solutions | Category 1 - Level 2 Chargers | Hardware - Accessories | EVSE-3727-200-V-S-W2 | Gateway, Serial, Cell(4G, Verizon), Wall Mt, Supp 1-2 EVSE | 3727-200-V-S-W2 | EVSE LLC (CMI) | EVSE LLC (CMI) |  | 1656.1644 | 1612 | 4-6 weeks
Shell Recharge Solutions | Category 1 - Level 2 Chargers | Hardware - Accessories | EVSE-3727-200-V-S-W3 | Gateway, Serial, Cell(4G, Verizon), Wall Mt, Mux for 1-4 EVSE | 3727-200-V-S-W3 | EVSE LLC (CMI) | EVSE LLC (CMI) |  | 1859.589 | 1810 | 4-6 weeks
Shell Recharge Solutions | Category 1 - Level 2 Chargers | Hardware - Accessories | EVSE-3727-200-V-S-W4 | Gateway, Serial, Cell(4G, Verizon), Wall Mt, Mux for 5-8 EVSE | 3727-200-V-S-W4 | EVSE LLC (CMI) | EVSE LLC (CMI) |  | 2063.0137 | 2008 | 4-6 weeks
Shell Recharge Solutions | Category 1 - Level 2 Chargers | Hardware - Accessories | EVSE-3727-200-V-S-xx | Gateway Only, Cellular (4G, CDMA/Verizon), Serial | 3727-200-V-S-xx | EVSE LLC (CMI) | EVSE LLC (CMI) |  | 1583.2192 | 1541 | 3-4 weeks
Shell Recharge Solutions | Category 1 - Level 2 Chargers | Hardware - Accessories | EVSE-3727-200-V-Z-P1 | Gateway, ZigBee, Cell(4G, Verizon), Pole, 24 VDC Pwr Sup | 3727-200-V-Z-P1 | EVSE LLC (CMI) | EVSE LLC (CMI) |  | 2508.9041 | 2442 | 4-6 weeks
Shell Recharge Solutions | Category 1 - Level 2 Chargers | Hardware - Accessories | EVSE-3727-200-V-Z-W1 | Gateway, ZigBee, Cell(4G, Verizon), Wall Mt, 24 VDC Pwr Sup | 3727-200-V-Z-W1 | EVSE LLC (CMI) | EVSE LLC (CMI) |  | 2073.2877 | 2018 | 4-6 weeks
Shell Recharge Solutions | Category 1 - Level 2 Chargers | Hardware - Accessories | EVSE-3727-200-V-Z-xx | Gateway Only, Cellular (4G, CDMA/Verizon), ZigBee | 3727-200-V-Z-xx | EVSE LLC (CMI) | EVSE LLC (CMI) |  | 1788.6986 | 1741 | 4-6 weeks
Shell Recharge Solutions | Category 1 - Level 2 Chargers | Hardware - Accessories | EVSE-3841-150 | Pole, Single, Surface, ZigBee, No Pmt/Gate on EVSE Pole OR On/Off No Comm | 3841-150 | EVSE LLC (CMI) | EVSE LLC (CMI) |  | 508.5616 | 495 | 4-6 weeks
Shell Recharge Solutions | Category 1 - Level 2 Chargers | Hardware - Accessories | EVSE-3841-151 | Pole, Single, Surface, Serial, No Pmt/Gate on EVSE Pole | 3841-151 | EVSE LLC (CMI) | EVSE LLC (CMI) |  | 508.5616 | 495 | 4-6 weeks
Shell Recharge Solutions | Category 1 - Level 2 Chargers | Hardware - Accessories | EVSE-3841-152 | Pole, Single, Surf, Serial/ZigBee EVSE, Pmt/Gate w/Cell on EVSE Pole | 3841-152 | EVSE LLC (CMI) | EVSE LLC (CMI) |  | 508.5616 | 495 | 4-6 weeks
Shell Recharge Solutions | Category 1 - Level 2 Chargers | Hardware - Accessories | EVSE-3841-153 | Pole, Single, Surf, Serial/ZigBee EVSE, Pmt/Gate w/Enet on EVSE Pole | 3841-153 | EVSE LLC (CMI) | EVSE LLC (CMI) |  | 508.5616 | 495 | 4-6 weeks
Shell Recharge Solutions | Category 1 - Level 2 Chargers | Hardware - Accessories | EVSE-3841-154 | Pole, Single, Surf, Serial, No Pmt/Gate on EVSE Pole, Ceiling Mtd Conduit | 3841-154 | EVSE LLC (CMI) | EVSE LLC (CMI) |  | 508.5616 | 495 | 4-6 weeks
Shell Recharge Solutions | Category 1 - Level 2 Chargers | Hardware - Accessories | EVSE-3841-155 | Pole, Single, Surf, Serial, Pmt/Gate on EVSE Pole, Ceiling Mtd Conduit | 3841-155 | EVSE LLC (CMI) | EVSE LLC (CMI) |  | 508.5616 | 495 | 4-6 weeks
Shell Recharge Solutions | Category 1 - Level 2 Chargers | Hardware - Accessories | EVSE-3841-156 | Pole, Dual, Surface, ZigBee, No Pmt/Gate on EVSE Pole OR On/Off No Comm | 3841-156 | EVSE LLC (CMI) | EVSE LLC (CMI) |  | 508.5616 | 495 | 4-6 weeks
Shell Recharge Solutions | Category 1 - Level 2 Chargers | Hardware - Accessories | EVSE-3841-157 | Pole, Dual, Surface, Serial, No Pmt/Gate on EVSE Pole | 3841-157 | EVSE LLC (CMI) | EVSE LLC (CMI) |  | 508.5616 | 495 | 4-6 weeks
Shell Recharge Solutions | Category 1 - Level 2 Chargers | Hardware - Accessories | EVSE-3841-158 | Pole, Dual, Surf, Serial/ZigBee EVSE, Pmt/Gate w/Cell on EVSE Pole | 3841-158 | EVSE LLC (CMI) | EVSE LLC (CMI) |  | 508.5616 | 495 | 4-6 weeks
Shell Recharge Solutions | Category 1 - Level 2 Chargers | Hardware - Accessories | EVSE-3841-159 | Pole, Dual, Surf, Serial/ZigBee EVSE, Pmt/Gate w/Enet on EVSE Pole | 3841-159 | EVSE LLC (CMI) | EVSE LLC (CMI) |  | 508.5616 | 495 | 4-6 weeks
Shell Recharge Solutions | Category 1 - Level 2 Chargers | Hardware - Accessories | EVSE-3841-160 | Pole, Dual, Surf, Serial, No Pmt/Gate on EVSE Pole, Ceiling Mtd Conduit | 3841-160 | EVSE LLC (CMI) | EVSE LLC (CMI) |  | 508.5616 | 495 | 4-6 weeks
Shell Recharge Solutions | Category 1 - Level 2 Chargers | Hardware - Accessories | EVSE-3841-161 | Pole, Dual, Surf, Serial, Pmt/Gate on EVSE Pole, Ceiling Mtd Conduit | 3841-161 | EVSE LLC (CMI) | EVSE LLC (CMI) |  | 508.5616 | 495 | 4-6 weeks
Shell Recharge Solutions | Category 1 - Level 2 Chargers | Hardware - Accessories | EVSE-3841-300 | Pole, Sing, Surf, Use w/ZigB No Pmt/Gate on EVSE Pole OR On/Off No Comm | 3841-300 | EVSE LLC (CMI) | EVSE LLC (CMI) |  | 508.5616 | 495 | 4-6 weeks
Shell Recharge Solutions | Category 1 - Level 2 Chargers | Hardware - Accessories | EVSE-3841-301 | Pole, Single, Surface, For use w/Serial, No Pmt/Gate on EVSE Pole | 3841-301 | EVSE LLC (CMI) | EVSE LLC (CMI) |  | 508.5616 | 495 | 4-6 weeks
Shell Recharge Solutions | Category 1 - Level 2 Chargers | Hardware - Accessories | EVSE-3841-302 | Pole, Single, Surf, Use w/Serial/ZigBee EVSE, Pmt/Gate w/Cell on EVSE Pole | 3841-302 | EVSE LLC (CMI) | EVSE LLC (CMI) |  | 508.5616 | 495 | 4-6 weeks
Shell Recharge Solutions | Category 1 - Level 2 Chargers | Hardware - Accessories | EVSE-3841-303 | Pole, Single, Surf, Use w/Serial/ZigBee EVSE, Pmt/Gate w/Enet on EVSE Pole | 3841-303 | EVSE LLC (CMI) | EVSE LLC (CMI) |  | 508.5616 | 495 | 4-6 weeks
Shell Recharge Solutions | Category 1 - Level 2 Chargers | Hardware - Accessories | EVSE-3841-306 | Pole, Dual, Surf, Use w/ZigB, No Pmt/Gate on EVSE Pole OR On/Off No Comm | 3841-306 | EVSE LLC (CMI) | EVSE LLC (CMI) |  | 508.5616 | 495 | 4-6 weeks
Shell Recharge Solutions | Category 1 - Level 2 Chargers | Hardware - Accessories | EVSE-3841-307 | Pole, Dual, Surface, For use w/Serial, No Pmt/Gate on EVSE Pole | 3841-307 | EVSE LLC (CMI) | EVSE LLC (CMI) |  | 508.5616 | 495 | 4-6 weeks
Shell Recharge Solutions | Category 1 - Level 2 Chargers | Hardware - Accessories | EVSE-3841-308 | Pole, Dual, Surf, Use w/Serial/ZigBee EVSE, Pmt/Gate w/Cell on EVSE Pole | 3841-308 | EVSE LLC (CMI) | EVSE LLC (CMI) |  | 508.5616 | 495 | 4-6 weeks
Shell Recharge Solutions | Category 1 - Level 2 Chargers | Hardware - Accessories | EVSE-3841-309 | Pole, Dual, Surf, Use w/Serial/ZigBee EVSE, Pmt/Gate w/Enet on EVSE Pole | 3841-309 | EVSE LLC (CMI) | EVSE LLC (CMI) |  | 508.5616 | 495 | 4-6 weeks
Shell Recharge Solutions | Category 1 - Level 2 Chargers | Hardware - Accessories | EVSE-5068-001 | Utility Pole Mount, Fluted, for Model 3704 used with Payment Module | 5068-001 | EVSE LLC (CMI) | EVSE LLC (CMI) |  | 457.1918 | 445 | 4-6 weeks
Shell Recharge Solutions | Category 1 - Level 2 Chargers | Hardware - Accessories | EVSE-U00009302-1 | Cable, Power Share, 3704 Dual Pole | U00009302-1 | EVSE LLC (CMI) | EVSE LLC (CMI) |  | 46.2329 | 45 | 4-6 weeks
Shell Recharge Solutions | Category 1 - Level 2 Chargers | Hardware - Accessories | EVSE-U00009302-2 | Cable, Power Share, 3703 Dual Pole | U00009302-2 | EVSE LLC (CMI) | EVSE LLC (CMI) |  | 46.2329 | 45 | 4-6 weeks
Shell Recharge Solutions | Category 1 - Level 2 Chargers | Hardware - Accessories | EVSE-3725-104-T-12-Z-W5 | Pmt Module, ZigBee, Cell(4G, TMobile)/RFID, Wall Mt, No DC Pwr Supply (Pull Power from Local EVSE) | 3725-104-T-12-Z-W5 | EVSE LLC (CMI) | EVSE LLC (CMI) |  | 2566.4384 | 2498 | 4-6 weeks
Shell Recharge Solutions | Category 1 - Level 2 Chargers | Hardware - Accessories | EVSE-3725-104-A-12-Z-W5 | Pmt Module, ZigBee, Cell(4G, A)/RFID, Wall Mt, No DC Pwr Supply (Pull Power from Local EVSE) | 3725-104-A-12-Z-W5 | EVSE LLC (CMI) | EVSE LLC (CMI) |  | 2566.4384 | 2498 | 4-6 weeks
Shell Recharge Solutions | Category 1 - Level 2 Chargers | Hardware - Accessories | EVSE-3725-104-V-12-Z-W5 | Pmt Module, ZigBee, Cell(4G, V)/RFID, Wall Mt, No DC Pwr Supply (Pull Power from Local EVSE) | 3725-104-V-12-Z-W5 | EVSE LLC (CMI) | EVSE LLC (CMI) |  | 2566.4384 | 2498 | 4-6 weeks
Shell Recharge Solutions | Category 1 - Level 2 Chargers | Hardware - Accessories | EVSE-3725-104-E-12-Z-W5 | Pmt Module, ZigBee, Ethernet/RFID, Wall Mt, No DC Pwr Supply (Pull Power from Local EVSE) | 3725-104-E-12-Z-W5 | EVSE LLC (CMI) | EVSE LLC (CMI) |  | 1789.726 | 1742 | 4-6 weeks
Shell Recharge Solutions | Category 1 - Level 2 Chargers | Hardware - Accessories | EVSE-3725-104-T-10-Z-W5 | Pmt Module, ZigBee, Cell(4G, TMobile)/CC/RFID, Wall Mt, No DC Pwr Supply (Pull Power from Local EVSE) | 3725-104-T-10-Z-W5 | EVSE LLC (CMI) | EVSE LLC (CMI) |  | 3007.1918 | 2927 | 4-6 weeks
Shell Recharge Solutions | Category 1 - Level 2 Chargers | Hardware - Accessories | EVSE-3725-104-T-09-Z-W5 | Pmt Module, ZigBee, Cell(4G, TMobile)/CC, Wall Mt, No DC Pwr Supply (Pull Power from Local EVSE) | 3725-104-T-09-Z-W5 | EVSE LLC (CMI) | EVSE LLC (CMI) |  | 2764.726 | 2691 | 4-6 weeks
Shell Recharge Solutions | Category 1 - Level 2 Chargers | Hardware - Accessories | EVSE-3725-104-A-10-Z-W5 | Pmt Module, ZigBee, Cell(4G, A)/CC/RFID, Wall Mt, DC Pwr Supply (Pull Power from Local EVSE) | 3725-104-A-10-Z-W5 | EVSE LLC (CMI) | EVSE LLC (CMI) |  | 3007.1918 | 2927 | 4-6 weeks
Shell Recharge Solutions | Category 1 - Level 2 Chargers | Hardware - Accessories | EVSE-3725-104-A-09-Z-W5 | Pmt Module, ZigBee, Cell(4G, A)/CC, Wall Mt, No DC Pwr Supply (Pull Power from Local EVSE) | 3725-104-A-09-Z-W5 | EVSE LLC (CMI) | EVSE LLC (CMI) |  | 2764.726 | 2691 | 4-6 weeks
Shell Recharge Solutions | Category 1 - Level 2 Chargers | Hardware - Accessories | EVSE-3725-104-V-10-Z-W5 | Pmt Module, ZigBee, Cell(4G, V)/CC/RFID, Wall Mt, No DC Pwr Supply (Pull Power from Local EVSE) | 3725-104-V-10-Z-W5 | EVSE LLC (CMI) | EVSE LLC (CMI) |  | 3007.1918 | 2927 | 4-6 weeks
Shell Recharge Solutions | Category 1 - Level 2 Chargers | Hardware - Accessories | EVSE-3725-104-V-09-Z-W5 | Pmt Module, ZigBee, Cell(4G, V)/CC, Wall Mt, No DC Pwr Supply (Pull Power from Local EVSE) | 3725-104-V-09-Z-W5 | EVSE LLC (CMI) | EVSE LLC (CMI) |  | 2764.726 | 2691 | 4-6 weeks
Shell Recharge Solutions | Category 1 - Level 2 Chargers | Hardware - Accessories | EVSE-3725-104-E-10-Z-W5 | Pmt Module, ZigBee, Ethernet/CC/RFID, Wall Mt, No DC Pwr Supply (Pull Power from Local EVSE) | 3725-104-E-10-Z-W5 | EVSE LLC (CMI) | EVSE LLC (CMI) |  | 2230.4795 | 2171 | 4-6 weeks
Shell Recharge Solutions | Category 1 - Level 2 Chargers | Hardware - Accessories | EVSE-3725-104-E-09-Z-W5 | Pmt Module, ZigBee, Ethernet/CC, Wall Mt, No DC Pwr Supply (Pull Power from Local EVSE) | 3725-104-E-09-Z-W5 | EVSE LLC (CMI) | EVSE LLC (CMI) |  | 1986.9863 | 1934 | 4-6 weeks
Shell Recharge Solutions | Category 1 - Level 2 Chargers | Hardware - Accessories | EVSE-3727-200-T-Z-W5 | Gateway, ZigBee, Cell(4G, TMobile), Wall Mt, No DC Pwr Supply (Pull Power from Local EVSE) | 3727-200-T-Z-W5 | EVSE LLC (CMI) | EVSE LLC (CMI) |  | 1999.3151 | 1946 | 4-6 weeks
Shell Recharge Solutions | Category 1 - Level 2 Chargers | Hardware - Accessories | EVSE-3727-200-A-Z-W5 | Gateway, ZigBee, Cell)4G, AT&T), Wall Mt, No DC Pwr Supply (Pull Power from Local EVSE) | 3727-200-A-Z-W5 | EVSE LLC (CMI) | EVSE LLC (CMI) |  | 1999.3151 | 1946 | 4-6 weeks
Shell Recharge Solutions | Category 1 - Level 2 Chargers | Hardware - Accessories | EVSE-3727-200-V-Z-W5 | Gateway, ZigBee, Cell(4G, Verizon), Wall Mt, No DC Pwr Supply (Pull Power from Local EVSE) | 3727-200-V-Z-W5 | EVSE LLC (CMI) | EVSE LLC (CMI) |  | 1999.3151 | 1946 | 4-6 weeks
Shell Recharge Solutions | Category 1 - Level 2 Chargers | Hardware - Accessories | EVSE-3727-200-E-Z-W5 | Gateway, ZigBee, Ethernet, Wall Mt, No DC Pwr Supply (Pull Power from Local EVSE) | 3727-200-E-Z-W5 | EVSE LLC (CMI) | EVSE LLC (CMI) |  | 1388.0137 | 1351 | 3-4 weeks
Shell Recharge Solutions | Category 1 - Level 2 Chargers | Hardware - Accessories | EVSE-8106-001 | Bracket, Conformal, Ground Level, For Instructions and QR Code (Inc Plexiglas and Mounting Screws) | 8106-001 | EVSE LLC (CMI) | EVSE LLC (CMI) |  | 77.0548 | 75 | 3-4 weeks
Shell Recharge Solutions | Category 1 - Level 2 Chargers | Hardware - Accessories | EVSE-5068-054 | Elevated Utility Pole Backplate with Load Center, Single Mount, Load Center with (1) 50A Breaker (40A Output) | 5068-054 | EVSE LLC (CMI) | EVSE LLC (CMI) |  | 665.7534 | 648 | 3-4 weeks
Shell Recharge Solutions | Category 1 - Level 2 Chargers | Hardware - Accessories | EVSE-5068-053 | Elevated Utility Pole Backplate with Load Center, Single Mount, Load Center with (1) 40A Breaker (30A Output) | 5068-053 | EVSE LLC (CMI) | EVSE LLC (CMI) |  | 665.7534 | 648 | 3-4 weeks
Shell Recharge Solutions | Category 1 - Level 2 Chargers | Hardware - Accessories | EVSE-5068-052 | Elevated Utility Pole Backplate with Load Center, Dual Mount, Load Center with (2) 50A Breakers (40A Output) | 5068-052 | EVSE LLC (CMI) | EVSE LLC (CMI) |  | 1599.6575 | 1557 | 3-4 weeks
Shell Recharge Solutions | Category 1 - Level 2 Chargers | Hardware - Accessories | EVSE-5068-051 | Elevated Utility Pole Backplate with Load Center, Dual Mount, Load Center with (2) 40A Breakers (30A Output) | 5068-051 | EVSE LLC (CMI) | EVSE LLC (CMI) |  | 1599.6575 | 1557 | 3-4 weeks
Shell Recharge Solutions | Category 1 - Level 2 Chargers | Hardware - Accessories | EVSE-5068-056 | Elevated Light Pole Backplate with Load Center, 50A Breaker (40A Max Output) | 5068-056 | EVSE LLC (CMI) | EVSE LLC (CMI) |  | 665.7534 | 648 | 3-4 weeks
Shell Recharge Solutions | Category 1 - Level 2 Chargers | Hardware - Accessories | EVSE-5068-055 | Elevated Light Pole Backplate with Load Center, 40A Breaker (30A Max Output) | 5068-055 | EVSE LLC (CMI) | EVSE LLC (CMI) |  | 665.7534 | 648 | 3-4 weeks
Shell Recharge Solutions | Category 1 - Level 2 Chargers | Hardware - Accessories | EVSE-5068-057 | Elevated Light Pole Backplate with Load Center, 20A Breaker (Power Share Limit 16A) | 5068-057 | EVSE LLC (CMI) | EVSE LLC (CMI) |  | 665.7534 | 648 | 3-4 weeks
Shell Recharge Solutions | Category 1 - Level 2 Chargers | Hardware - Accessories | EVSE-OTC-3704 | Model 3704, Factory, Wrap Application Per Charger (Basic- Does not include design or printing of wrap) | OTC | EVSE LLC (CMI) | EVSE LLC (CMI) |  | 77.0548 | 75 | 3-4 weeks
Shell Recharge Solutions | Category 1 - Level 2 Chargers | Hardware - Accessories | EVSE-3790-009 | Remote Control, RF Receiver, Fob, Kit, Model 3704 | 3790-009 | EVSE LLC (CMI) | EVSE LLC (CMI) |  | 274.3151 | 267 | 4-6 weeks
Shell Recharge Solutions | Category 1 - Level 2 Chargers | Hardware - Accessories | EVSE-B00009639-4 | Model 3704, Power Share Kit, One Per Charger (Does not include power share connecting wire) | B00009639-4 | EVSE LLC (CMI) | EVSE LLC (CMI) |  | 94.5205 | 92 | 4-6 weeks
Shell Recharge Solutions | Category 1 - Level 2 Chargers | Hardware - Accessories | EVSE-OTC-3703 | Model 3703, Factory, Wrap Application Per Charger (Basic- Does not include design or printing of wrap) | OTC | EVSE LLC (CMI) | EVSE LLC (CMI) |  | 20.5479 | 20 | 3-4 weeks
Shell Recharge Solutions | Category 1 - Level 2 Chargers | Hardware - Accessories | EVSE-3790-007 | Remote Control, RF Receiver, Fob, Kit, Model 3703 | 3790-007 | EVSE LLC (CMI) | EVSE LLC (CMI) |  | 236.3014 | 230 | 4-6 weeks
Shell Recharge Solutions | Category 1 - Level 2 Chargers | Hardware - Accessories | EVSE-B00009639-5 | Model 3703, Power Share Kit, One Per Charger (Does not include power share connecting wire) | B00009639-5 | EVSE LLC (CMI) | EVSE LLC (CMI) |  | 94.5205 | 92 | 4-6 weeks
Shell Recharge Solutions | Category 1 - Level 2 Chargers | Hardware - Accessories | EVSE-B00009639-2 | Model 3722, Power Share Kit, One Per Charger (Does not include power share connecting wire) | B00009639-2 | EVSE LLC (CMI) | EVSE LLC (CMI) |  | 94.5205 | 92 | 3-4 weeks
Shell Recharge Solutions | Category 1 - Level 2 Chargers | Hardware - Accessories | EVSE-3730-003 | Ultrasonic Sensor Kit (For installation 8-12 feet above the ground) - Retrofit Only | 3730-003 | EVSE LLC (CMI) | EVSE LLC (CMI) |  | 418.1507 | 407 | 3-4 weeks
Shell Recharge Solutions | Category 1 - Level 2 Chargers | Hardware - Accessories | EVSE-C338-130 | Additional FOB (each) | C338-130 | EVSE LLC (CMI) | EVSE LLC (CMI) |  | 58.5616 | 57 | 3-4 weeks
Shell Recharge Solutions | Category 1 - Level 2 Chargers | Hardware - Accessories | EVSE-B00009382-4 | Additional Wireless PB Boxes (each) | B00009382-4 | EVSE LLC (CMI) | EVSE LLC (CMI) |  | 190.0685 | 185 | 3-4 weeks
Shell Recharge Solutions | Category 1 - Level 2 Chargers | Hardware - Charger | PHI-AW32-AWLU770001W2P1-RW | AW32, 32amp Wall-Mount, RFID, LAN, WIFI, OCPP, 5m Cable **Ships from either HK or Fremont, CA** | AWLU770001W2P1-RW | Phihong | Phihong |  | 750.075 | 826.4151 | 12 weeks
Shell Recharge Solutions | Category 1 - Level 2 Chargers | Hardware - Charger | PHI-AW32-AWLU77000101P1-RW | AW32, 32amp Non-Networking, Residential, 5m Cable **Ships from either HK or Fremont, CA** | AWLU77000101P1-RW | Phihong | Phihong |  | 453.8125 | 500 | 12 weeks
Shell Recharge Solutions | Category 1 - Level 2 Chargers | Hardware - Charger | PHI-AW32-AW8U77000101P1-RW | AW32, 32amp, Non-Networking, Residential, 1.2ft (NEMA 14-50) **Ships from either HK or Fremont, CA** | AW8U77000101P1-RW | Phihong | Phihong |  | 503.475 | 554.717 | 12 weeks
Shell Recharge Solutions | Category 1 - Level 2 Chargers | Hardware - Charger | PHI-AW32-AW9U77000101P1-RW | AW32, 32amp, Non-Networking, Residential, 1.2ft (NEMA 6-50) **Ships from either HK or Fremont, CA** | AW9U77000101P1-RW | Phihong | Phihong |  | 500.05 | 550.9434 | 12 weeks
Shell Recharge Solutions | Category 1 - Level 2 Chargers | Hardware - Charger | PHI-AW32-AWLU770001W2P2-RW | AW32, 32amp Wall-Mount, RFID, LAN, WIFI, OCPP, 7m Cable | AWLU770001W2P2-RW | Phihong | Phihong |  | 801.45 | 883.0189 | 12 weeks
Shell Recharge Solutions | Category 1 - Level 2 Chargers | Hardware - Charger | PHI-AW32-AWLU770001T2P1-RW | AW32, 32amp Wall-Mount, RFID, LAN, 4G, OCPP, 5m Cable **Ships from either HK or Fremont, CA** | AWLU770001T2P1-RW | Phihong | Phihong |  | 811.725 | 894.3396 | 12 weeks
Shell Recharge Solutions | Category 1 - Level 2 Chargers | Hardware - Charger | PHI-AW32-AWLU770001T2N7-RW | AW32, 32amp, Wall-Mount, RFID, LAN, 4G, OCPP, 7m Cable **Ships from either HK or Fremont, CA** | AWLU770001T2N7-RW | Phihong | Phihong |  | 875.0875 | 964.1509 | 12 weeks
Shell Recharge Solutions | Category 1 - Level 2 Chargers | Hardware - Charger | PHI-AX48-AXLU111001W1P0 | AX48, 48amp Wall-Mount, RFID, LAN, WIFI, OCPP, 5m Cable **Ships from Taiwan** | AXLU111001W1P0 | Phihong | Phihong |  | 990.51 | 1364.1509 | 12 weeks
Shell Recharge Solutions | Category 1 - Level 2 Chargers | Hardware - Charger | PHI-AX48-AXLU111001D1P0-RW | AX48, 48amp Wall-Mount Box, RFID, LAN, Wi-Fi, 4G, OCPP, 5m Cable | AXLU111001D1P0-RW | Phihong | Phihong |  | 1079.56 | 1486.7925 | 12 weeks
Shell Recharge Solutions | Category 1 - Level 2 Chargers | Hardware - Charger | PHI-AX48-AXLU111001W1P1 | AX48 48amp Wall-Mount, 5” Display, RFID, LAN, WIFI, OCPP, 5m cable **Ships from Taiwan or Fremont** | AXLU111001W1P1 | Phihong | Phihong |  | 1022.02 | 1407.5472 | 12 weeks
Shell Recharge Solutions | Category 1 - Level 2 Chargers | Hardware - Charger | PHI-AX48-AXLU111001D1P1-RW | AX48, 48amp Wall-Mount, 5” Display, RFID, LAN, WIFI, 4G, OCPP, 5m Cable | AXLU111001D1P1-RW | Phihong | Phihong |  | 1112.44 | 1532.0755 | 12 weeks
Shell Recharge Solutions | Category 1 - DCFC | Hardware - Charger | PHI-DC 30KW-DWWU301U00D1PN-RW | DC 30kW Wall Mount, CCS1, Single Gun with 4.5m Cable | DWWU301U00D1PN-RW | Phihong | Phihong |  | 11660.4125 | 12847.1698 | 12 weeks
Shell Recharge Solutions | Category 1 - DCFC | Hardware - Charger | PHI-DC 30KW-DWWU301U00D1N7-RW | DC 30kW Wall Mount, CCS1, Single Gun with 7m Cable | DWWU301U00D1N7-RW | Phihong | Phihong |  | 12078.2625 | 13307.5472 | 12 weeks
Shell Recharge Solutions | Category 1 - DCFC | Hardware - Charger | PHI-DC 30KW-DWWU301J0UD1PN-RW | DC 30kW Wall Mount, CCS1 and CHAdeMO, 4.5m Cable | DWWU301J0UD1PN-RW | Phihong | Phihong |  | 14241.15 | 15690.566 | 12 weeks
Shell Recharge Solutions | Category 1 - DCFC | Hardware - Charger | PHI-DC 30KW-DWWU301J0UD1N7-RW | DC 30kW Wall Mount, Dual CCS1 and CHAdeMO, 7m Cable | DWWU301J0UD1N7-RW | Phihong | Phihong |  | 14782.3 | 16286.7925 | 12 weeks
Shell Recharge Solutions | Category 1 - DCFC | Hardware - Charger | PHI-DC 60KW-DSWU601J0UD2PN-RW | DC 60kW, Dual Gun, CCS1 and CHAdeMO with 4.5m Cable | DSWU601J0UD2PN-RW | Phihong | Phihong |  | 24336.3375 | 26813.2075 | 12 weeks
Shell Recharge Solutions | Category 1 - DCFC | Hardware - Charger | PHI-DC 60KW-DSWU601J0UD2N7-RW | DC 60kW, Dual Gun, CCS1, and CHAdeMO with 7m Cable | DSWU601J0UD2N7-RW | Phihong | Phihong |  | 25237.1125 | 27805.6604 | 12 weeks
Shell Recharge Solutions | Category 1 - DCFC | Hardware - Charger | PHI-DC 60KW-DSWU601U0UD2PN-RW | DC 60kW, Dual Gun, CCS1 with 4.5m Cable | DSWU601U0UD2PN-RW | Phihong | Phihong |  | 23433.85 | 25818.8679 | 12 weeks
Shell Recharge Solutions | Category 1 - DCFC | Hardware - Charger | PHI-DC 60KW-DSWU601U0UD2N7-RW | DC 60kW, Dual Gun, CCS1 with 7m Cable | DSWU601U0UD2N7-RW | Phihong | Phihong |  | 23956.1625 | 26394.3396 | 12 weeks
Shell Recharge Solutions | Category 1 - DCFC | Hardware - Charger | PHI-DS90-DSWU901J0UD3PN-RW | DS90 DCFC, Dual Gun, CCS1, and CHAdeMO with 4m Cable | DSWU901J0UD3PN-RW | Phihong | Phihong |  | 31186.3375 | 34360.3774 | 12 weeks
Shell Recharge Solutions | Category 1 - DCFC | Hardware - Charger | PHI-DS90-7M-DSWU901J0UD3PN-RW | DS90 DCFC, Dual Gun, CCS1, and CHAdeMO with 7m Cable | DSWU901J0UD3PN-RW | Phihong | Phihong |  | 32446.7375 | 35749.0566 | 12 weeks
Shell Recharge Solutions | Category 1 - DCFC | Hardware - Charger | PHI-DS90-DSWU901U0UD3PN-RW | DS90, Dual Gun, CCS1 with 4m Cable | DSWU901U0UD3PN-RW | Phihong | Phihong |  | 31545.9625 | 34756.6038 | 12 weeks
Shell Recharge Solutions | Category 1 - DCFC | Hardware - Charger | PHI-DS90-DSWU901U0UD3N7-RW | DS90 DCFC, Dual Gun, CCS1 with 7m Cable | DSWU901U0UD3N7-RW | Phihong | Phihong |  | 31907.3 | 35154.717 | 12 weeks
Shell Recharge Solutions | Category 1 - DCFC | Hardware - Charger | PHI-DS120-DSWU122J0UD3PN-RW | DS120 DCFC, Dual Gun, CCS1, and CHAdeMO with 4m Cable * | DSWU122J0UD3PN-RW | Phihong | Phihong |  | 33708.85 | 37139.6226 | 12 weeks
Shell Recharge Solutions | Category 1 - DCFC | Hardware - Charger | PHI-DS120-DSWU122J0UD3N7-RW | DS120 DCFC, Dual Gun, CCS1, and CHAdeMO with 7m Cable | DSWU122J0UD3N7-RW | Phihong | Phihong |  | 34250 | 37735.8491 | 12 weeks
Shell Recharge Solutions | Category 1 - DCFC | Hardware - Charger | PHI-DS120-DSWU122U0UD3PN-RW | DS120, Dual Gun, CCS1 with 4m Cable | DSWU122U0UD3PN-RW | Phihong | Phihong |  | 33708.85 | 37139.6226 | 12 weeks
Shell Recharge Solutions | Category 1 - DCFC | Hardware - Charger | PHI-DS120-DSWU122U0UD3N7-RW | DS120 DCFC, Dual Gun, CCS1 with 7m Cable | DSWU122U0UD3N7-RW | Phihong | Phihong |  | 34250 | 37735.8491 | 12 weeks
Shell Recharge Solutions | Category 1 - DCFC | Hardware - Charger | PHI-DS150-DSWU152J0UD3PN-RW | DS150 DCFC, Dual Gun, CCS1, and CHAdeMO with 4m Cable | DSWU152J0UD3PN-RW | Phihong | Phihong |  | 36053.2625 | 39722.6415 | 12 weeks
Shell Recharge Solutions | Category 1 - DCFC | Hardware - Charger | PHI-DS150-DSWU152J0UD3N7-RW | DS150 DCFC, Dual Gun, CCS1, and CHAdeMO with 7m Cable * | DSWU152J0UD3N7-RW | Phihong | Phihong |  | 36954.0375 | 40715.0943 | 12 weeks
Shell Recharge Solutions | Category 1 - DCFC | Hardware - Charger | PHI-DS150-DSWU152U0UD3PN-RW | DS150, Dual Gun, CCS1 with 4m Cable | DSWU152U0UD3PN-RW | Phihong | Phihong |  | 35962.5 | 39622.6415 | 12 weeks
Shell Recharge Solutions | Category 1 - DCFC | Hardware - Charger | PHI-DO360-DDWU362T00E2N7-RW | Single gun (CCS1 Fan cooled 300A) 7.5M | DDWU362T00E2N7-RW | Phihong | Phihong |  | 26187.6712 | 36069.8113 | 12 weeks
Shell Recharge Solutions | Category 1 - DCFC | Hardware - Charger | PHI-DO360-DDWU362T00E2PN-RW | Single gun (CCS1 Fan cooled 300A) 4M | DDWU362T00E2PN-RW | Phihong | Phihong |  | 24284.9315 | 33449.0566 | 12 weeks
Shell Recharge Solutions | Category 1 - DCFC | Hardware - Charger | PHI-DO360-DDWU362T0TE2N7-RW | Dual gun (CCS1 Fan cooled 300A+CCS1 Fan cool 300A) 7.5M | DDWU362T0TE2N7-RW | Phihong | Phihong |  | 32753.4247 | 45113.2075 | 12 weeks
Shell Recharge Solutions | Category 1 - DCFC | Hardware - Charger | PHI-DO360-DDWU362T0TE2PN-RW | Dual gun (CCS1 Fan cooled 300A+CCS1 Fan cool 300A) 4M | DDWU362T0TE2PN-RW | Phihong | Phihong |  | 28946.5753 | 39869.8113 | 12 weeks
Shell Recharge Solutions | Category 1 - DCFC | Hardware - Charger | PHI-DO360-DDWU362U00E2N7-RW | Single gun (CCS1 Fan cooled 200A) 7.5M | DDWU362U00E2N7-RW | Phihong | Phihong |  | 22217.8082 | 30601.8868 | 12 weeks
Shell Recharge Solutions | Category 1 - DCFC | Hardware - Charger | PHI-DO360-DDWU362U00E2PN-RW | Single gun (CCS1 Fan cooled 200A) 4M | DDWU362U00E2PN-RW | Phihong | Phihong |  | 21967.1233 | 30256.6038 | 12 weeks
Shell Recharge Solutions | Category 1 - DCFC | Hardware - Charger | PHI-DO360-DDWU362U0UE2N7-RW | Dual gun (CCS1 Fan cooled 200A+CCS1 Fan cool 200A) 7.5M | DDWU362U0UE2N7-RW | Phihong | Phihong |  | 24813.6986 | 34177.3585 | 12 weeks
Shell Recharge Solutions | Category 1 - DCFC | Hardware - Charger | PHI-DO360-DDWU362U0UE2PN-RW | Dual gun (CCS1 Fan cooled 200A+CCS1 Fan cool 200A) 4M | DDWU362U0UE2PN-RW | Phihong | Phihong |  | 24313.6986 | 33488.6792 | 12 weeks
Shell Recharge Solutions | Category 1 - DCFC | Hardware - Charger | PHI-DO360-DDWU362V00E2N7-RW | Single gun (CCS1 Liquid cooled 500A) 7.5M | DDWU362V00E2N7-RW | Phihong | Phihong |  | 50519.1781 | 69583.0189 | 12 weeks
Shell Recharge Solutions | Category 1 - DCFC | Hardware - Charger | PHI-DO360-DDWU362V00E2PN-RW | Single gun (CCS1 Liquid cooled 500A) 4M | DDWU362V00E2PN-RW | Phihong | Phihong |  | 44987.6712 | 61964.1509 | 12 weeks
Shell Recharge Solutions | Category 1 - DCFC | Hardware - Charger | PHI-DO360-DDWU362V0KE2N7-RW | Dual gun (CCS1 Liquid cooled 500A+CHA Fan cool 200A) 7.5M | DDWU362V0KE2N7-RW | Phihong | Phihong |  | 59631.5068 | 82133.9623 | 12 weeks
Shell Recharge Solutions | Category 1 - DCFC | Hardware - Charger | PHI-DO360-DDWU362V0KE2PN-RW | Dual gun (CCS1 Liquid cooled 500A+CHA Fan cool 200A) 4M | DDWU362V0KE2PN-RW | Phihong | Phihong |  | 52582.1918 | 72424.5283 | 12 weeks
Shell Recharge Solutions | Category 1 - DCFC | Hardware - Charger | PHI-DO360-DDWU362V0TE2N7-RW | Dual gun (CCS1 Liquid cool 500A+CCS1 Fan cool 300A) 7.5M | DDWU362V0TE2N7-RW | Phihong | Phihong |  | 57084.9315 | 78626.4151 | 12 weeks
Shell Recharge Solutions | Category 1 - DCFC | Hardware - Charger | PHI-DO360-DDWU362V0TE2PN-RW | Dual gun (CCS1 Liquid cooled 500A+CCS1 Fan cool 300A) 4M | DDWU362V0TE2PN-RW | Phihong | Phihong |  | 49649.3151 | 68384.9057 | 12 weeks
Shell Recharge Solutions | Category 1 - DCFC | Hardware - Charger | PHI-DO360-DDWU362V0UE2N7-RW | Dual gun (CCS1 Liquid cooled 500A+CCS1 Fan cool 200A) 7.5M | DDWU362V0UE2N7-RW | Phihong | Phihong |  | 53113.6986 | 73156.6038 | 12 weeks
Shell Recharge Solutions | Category 1 - DCFC | Hardware - Charger | PHI-DO360-DDWU362V0UE2PN-RW | Dual gun (CCS1 Liquid cooled 500A+CCS1 Fan cool 200A) 4M | DDWU362V0UE2PN-RW | Phihong | Phihong |  | 47332.8767 | 65194.3396 | 12 weeks
Shell Recharge Solutions | Category 1 - DCFC | Hardware - Charger | PHI-DO360-DOWU362000D2PN-RW | DO360 Power Cabinet | DOWU362000D2PN-RW | Phihong | Phihong |  | 80749.3151 | 111220.7547 | 12 weeks
Shell Recharge Solutions | Category 1 - DCFC | Hardware - Charger | PHI-DS150-DSWU152U0UD3N7-RW | DS150 DCFC, Dual Gun, CCS1 with 7m Cable | DSWU152U0UD3N7-RW | Phihong | Phihong |  | 36954.0375 | 40715.0943 | 12 weeks
Shell Recharge Solutions | Category 1 - DCFC | Hardware - Charger | PHI-DS180-DSWU182J0UD3PN-RW | DS180 DCFC, Dual Gun, CCS1, and CHAdeMO with 4m Cable | DSWU182J0UD3PN-RW | Phihong | Phihong |  | 38757.3 | 42701.8868 | 12 weeks
Shell Recharge Solutions | Category 1 - DCFC | Hardware - Charger | PHI-DS180-DSWU182J0UD3N7-RW | DS180 DCFC, Dual Gun, CCS1, and CHAdeMO with 7m Cable | DSWU182J0UD3N7-RW | Phihong | Phihong |  | 39296.7375 | 43296.2264 | 12 weeks
Shell Recharge Solutions | Category 1 - DCFC | Hardware - Charger | PHI-DS180-DSWU182U0UD3PN-RW | DS180, Dual Gun, CCS1 with 4m Cable | DSWU182U0UD3PN-RW | Phihong | Phihong |  | 38486.725 | 42403.7736 | 12 weeks
Shell Recharge Solutions | Category 1 - DCFC | Hardware - Charger | PHI-DS180-DSWU182U0UD3N7-RW | DS180 DCFC, Dual Gun, CCS1 with 7m Cable | DSWU182U0UD3N7-RW | Phihong | Phihong |  | 39207.6875 | 43198.1132 | 12 weeks
Shell Recharge Solutions | Category 1 - Level 2 Chargers | Hardware - Accessories | PHI-KIT702C1TF8P1 | Single Charger AH Pedestal | KIT702C1TF8P1 | Phihong | Phihong |  | 529.16 | 583.0189 | 12 weeks
Shell Recharge Solutions | Category 1 - Level 2 Chargers | Hardware - Accessories | PHI-KITPMAHPH01-RW | Dual Charger Pedestal (fits AH &AW models) | KITPMAHPH01-RW | Phihong | Phihong |  | 457.24 | 503.7736 | 12 weeks
Shell Recharge Solutions | Category 1 - Level 2 Chargers | Hardware - Accessories | PHI-KITPSAWPH01-RW | Single Charger AW Pedestal **Ships from Hong Kong or Fremont** | KITPSAWPH01-RW | Phihong | Phihong |  | 381.89 | 420.7547 | 12 weeks
Shell Recharge Solutions | Category 1 - Level 2 Chargers | Hardware - Accessories | PHI-KITP0USAXPH01-RW | AX/AH/AW Single Pedestal Base **Ships from Hong Kong or Fremont** | KITP0USAXPH01-RW | Phihong | Phihong |  | 311.68 | 343.3962 | 12 weeks
Shell Recharge Solutions | Category 1 - Level 2 Chargers | Hardware - Accessories | PHI-KITC0NSAXPH01-RW | AX/AH/AW Single Cable Management Add-On (Top) **Ships from Hong Kong or Fremont** | KITC0NSAXPH01-RW | Phihong | Phihong |  | 385.31 | 424.5283 | 12 weeks
Shell Recharge Solutions | Category 1 - Level 2 Chargers | Hardware - Accessories | PHI-KITP0UMAXPH01-RW | AX/AH/AW Dual Pedestal Base **Ships from Hong Kong or Fremont** | KITP0UMAXPH01-RW | Phihong | Phihong |  | 321.95 | 354.717 | 12 weeks
Shell Recharge Solutions | Category 1 - Level 2 Chargers | Hardware - Accessories | PHI-KITC0NMAXPH01-RW | AX/AH/AW Dual Cable Management Add-on (Top) **Ships from Hong Kong or Fremont** | KITC0NMAXPH01-RW | Phihong | Phihong |  | 722.68 | 796.2264 | 12 weeks
Shell Recharge Solutions | Category 1 - Level 2 Chargers | Hardware - Accessories | PHI-KITHUAWPH01-RW | Cable Gun Hook **Ships from Hong Kong or Fremont** | KITHUAWPH01-RW | Phihong | Phihong |  | 29.11 | 32.0755 | 12 weeks
Shell Recharge Solutions | Category 1 - Level 2 Chargers | Hardware - Accessories | PHI-AC-PROV-01 | Provisioning for AC Products. 4G Products – Includes installing 4G SIM card, provisioning, and affixing QR Code Sticker | PROV-01 | Phihong | Phihong |  | 59.9375 | 66.0377 | 12 weeks
Shell Recharge Solutions | Category 1 - Level 2 Chargers | Hardware - Accessories | PHI-PROV-02 | Provisioning for AC Products. Wi-Fi Products SIM card, provisioning, and affixing QR Code Sticker | PROV-02 | Phihong | Phihong |  | 47.95 | 66.0377 | 12 weeks
Shell Recharge Solutions | Category 1 - DCFC | Hardware - Accessories | PHI-KITPSDWPH01-RW | DW30 Pedestal | KITPSDWPH01-RW | Phihong | Phihong |  | 1335.75 | 1471.6981 | 12 weeks
Shell Recharge Solutions | Category 1 - DCFC | Hardware - Accessories | PHI-KITCSDSPH03-RW | DS60 Cable Management System | KITCSDSPH03-RW | Phihong | Phihong |  | 2431.75 | 2679.2453 | 12 weeks
Shell Recharge Solutions | Category 1 - DCFC | Hardware - Accessories | PHI-KITCSDSPH06-RW | DS120/180 Cable Management System | KITCSDSPH06-RW | Phihong | Phihong |  | 2431.75 | 2679.2453 | 12 weeks
Shell Recharge Solutions | Category 1 - DCFC | Hardware - Accessories | PHI-DC-PROV-03 | Provisioning for DC Products. 4G Products – Includes installing 4G SIM card, provisioning, and affixing QR Code Sticker | PROV-03 | Phihong | Phihong |  | 137 | 103.7736 | 12 weeks
Shell Recharge Solutions | Category 1 - DCFC | Hardware - Accessories | PHI-DC-PROV-04 | Provisioning for DC Products. Wi-Fi Products SIM card, provisioning, and affixing QR Code Sticker | PROV-04 | Phihong | Phihong |  | 137 | 188.6792 | 12 weeks
Shell Recharge Solutions | Category 1 - DCFC | Hardware - Charger | TRIT- RT50kW | RT UL 50kW 500v TRI93-50-01 with dual CCS..Type 1 and Chademo cables and connectors. | TRIT- 50kW- DUAL | Tritium | Tritium |  | 23118.75 | 29990 | 16 weeks
Shell Recharge Solutions | Category 1 - DCFC | Hardware - Charger | TRIT-175kW-Dual-Chad-CCS | RT175S UU – 350A CCS1/200A CHAdeMO Connectors with Dual 5.2m (17ft) cables with cable management system, Isolated Power Unit including with 480VAC input rating; 950V DC output voltage and Power Circuit Safety transformer (rated at 185kVA) | TRIT- 175kW- DUAL | Tritium | Tritium |  | 87673.15 | 120745.283 | 17 weeks
Shell Recharge Solutions | Category 1 - DCFC | Hardware - Charger | TRIT-RTM50-GOOD | Fast Charger. Includes (1) CCS1 connector and (1) CHAdeMO connector and standard Tritium graphics. 10’ cables/no cable mgt, membrane HMI, Sequential Charging, Whisper Mode, 15118 | TRIT-RTM50-GOOD | Tritium | Tritium |  | 23838 | 29990 | 18 weeks
Shell Recharge Solutions | Category 1 - DCFC | Hardware - Charger | TRIT-RTM50-BETTER | Tritium RTM50-50kW 480V 3P Power DC Fast Charger. Includes (1) CCS1 connector and (1) CHAdeMO connector and standard Tritium graphics. 20’ cables/mgt, membrane HMI, Sequential Charging, Whisper Mode, 15118, Digital Screen, Simultaneous & Sequential Charging, Sensors | TRIT-RTM50-BETTER | Tritium | Tritium |  | 29318 | 33990 | 18 weeks
Shell Recharge Solutions | Category 1 - DCFC | Hardware - Charger | TRIT-RTM50-BEST | Tritium RTM50-50kW 480V 3P Power DC Fast Charger. Includes (1) CCS1 connector and (1) CHAdeMO connector and standard Tritium graphics. 20’ cables/mgt, membrane HMI, Sequential Charging, Whisper Mode, 15118, Digital Screen, Simultaneous & Sequential Charging, Sensors, Customer Graphics, Credit Card Reader, Charge State Light Indicators | TRIT-RTM50-BEST | Tritium | Tritium |  | 32343 | 38590 | 18 weeks
Shell Recharge Solutions | Category 1 - DCFC | Hardware - Accessories | TRIT- 12ft- cable | Tritium 12ft Cable | TRIT- 12ft- cable | Tritium | Tritium |  | 487.72 | 671.6981
Shell Recharge Solutions | Category 1 - DCFC | Hardware - Accessories | TRIT- CC- READER | Tritium Credit card reader | TRIT-CC- READER | Tritium | Tritium |  | 1335.75 | 1839.6226
Shell Recharge Solutions | Category 1 - DCFC | Hardware - Accessories | TRIT-CUST-BRAND-PROD-APPLIC | Custom Branding – Production and application (Excludes Design Fees) - Price Per Station |  | Tritium | Tritium |  | 726.0274 | 1000
Shell Recharge Solutions | Category 1 - DCFC | Hardware - Accessories | TRIT-CCR-PAYTER | Credit Card Reader - Factory Installed - Payter P68 | TRIT-CCR | Tritium | Tritium |  | 1000 | 1886.7925
Shell Recharge Solutions | Category 1 - DCFC | Hardware - Charger | TRIT-175HP-COMM-FEE | RT 175S 175kW High Powered DC Fast Charger - Commissioning fee | TRIT-CCR | Tritium | Tritium |  | 1800 | 3396.2264 | 20 weeks
Shell Recharge Solutions | Category 1 - DCFC | Hardware - Charger | TRIT- RTM75-GOOD | Tritium RTM75-75kW 480V 3P Power DC Fast Charger. Includes (1) CCS1 connector and (1) CHAdeMO connector and standard Tritium graphics. 10’ cables/no cable mgt, membrane HMI, Sequential Charging, Whisper Mode, 15118 |  | Tritium | Tritium |  | 28286.39 | 34990 | 18 weeks
Shell Recharge Solutions | Category 1 - DCFC | Hardware - Charger | TRIT- RTM75-BETTER | Tritium RTM75-75kW 480V 3P Power DC Fast Charger. Includes (1) CCS1 connector and (1) CHAdeMO connector and standard Tritium graphics. 20’ cables/mgt cable mgt, membrane HMI, Sequential Charging, Whisper Mode, 15118, Digital Screen, Simultaneous & Sequential Charging, Sensors |  | Tritium | Tritium |  | 32516.95 | 38990 | 18 weeks
Shell Recharge Solutions | Category 1 - Hardware - Power Management | Hardware - Power Management | FCM-1.2kA-014-ExtTemp-ATT | FlexCharge Manager Hardware Solution – Up to 14 EV Chargers - Extreme Env. Temperature (-40-140F) - Single Modem AT&T - Metering: 480/600V, 1200A - UL certified - 1 year standard warranty | FCM-0000000000-012-014-EX-C10 | Shell Recharge Solutions | Shell Recharge Solutions |  | 9929.95 | 13675.7358 | 4 months
Shell Recharge Solutions | Category 1 - Hardware - Power Management | Hardware - Power Management | FCM-1.2kA-014-ExtTemp-ATTTMo | FlexCharge Manager Hardware Solution – Up to 14 EV Chargers - Extreme Env. Temperature (-40-140F) - Dual Modem AT&T + TMobile - Metering: 480/600V, 1200A - UL certified - 1 year standard warranty | FCM-0000000000-012-014-EX-C12 | Shell Recharge Solutions | Shell Recharge Solutions |  | 10421.78 | 14353.0943 | 4 months
Shell Recharge Solutions | Category 1 - Hardware - Power Management | Hardware - Power Management | FCM-1.2kA-014-ExtTemp-ATTVer | FlexCharge Manager Hardware Solution – Up to 14 EV Chargers - Extreme Env. Temperature (-40-140F) - Dual Modem AT&T + Verizon - Metering: 480/600V, 1200A - UL certified - 1 year standard warranty | FCM-0000000000-012-014-EX-C13 | Shell Recharge Solutions | Shell Recharge Solutions |  | 10421.78 | 14353.0943 | 4 months
Shell Recharge Solutions | Category 1 - Hardware - Power Management | Hardware - Power Management | FCM-1.2kA-014-ExtTemp-Bel | FlexCharge Manager Hardware Solution – Up to 14 EV Chargers - Extreme Env. Temperature (-40-140F) - Single Modem Bell - Metering: 480/600V, 1200A - UL certified - 1 year standard warranty | FCM-0000000000-012-014-EX-C40 | Shell Recharge Solutions | Shell Recharge Solutions |  | 9929.95 | 13675.7358 | 4 months
Shell Recharge Solutions | Category 1 - Hardware - Power Management | Hardware - Power Management | FCM-1.2kA-014-ExtTemp-TMo | FlexCharge Manager Hardware Solution – Up to 14 EV Chargers - Extreme Env. Temperature (-40-140F) - Single Modem TMobile - Metering: 480/600V, 1200A - UL certified - 1 year standard warranty | FCM-0000000000-012-014-EX-C20 | Shell Recharge Solutions | Shell Recharge Solutions |  | 9929.95 | 13675.7358 | 4 months
Shell Recharge Solutions | Category 1 - Hardware - Power Management | Hardware - Power Management | FCM-1.2kA-014-ExtTemp-TMoATT | FlexCharge Manager Hardware Solution – Up to 14 EV Chargers - Extreme Env. Temperature (-40-140F) - Dual Modem TMobile + AT&T - Metering: 480/600V, 1200A - UL certified - 1 year standard warranty | FCM-0000000000-012-014-EX-C21 | Shell Recharge Solutions | Shell Recharge Solutions |  | 10421.78 | 14353.0943 | 4 months
Shell Recharge Solutions | Category 1 - Hardware - Power Management | Hardware - Power Management | FCM-1.2kA-014-ExtTemp-TMoVer | FlexCharge Manager Hardware Solution – Up to 14 EV Chargers - Extreme Env. Temperature (-40-140F) - Dual Modem TMobile + AT&T - Metering: 480/600V, 1200A - UL certified - 1 year standard warranty | FCM-0000000000-012-014-EX-C23 | Shell Recharge Solutions | Shell Recharge Solutions |  | 10421.78 | 14353.0943 | 4 months
Shell Recharge Solutions | Category 1 - Hardware - Power Management | Hardware - Power Management | FCM-1.2kA-014-ExtTemp-Ver | FlexCharge Manager Hardware Solution – FlexCharge Manager Hardware Solution – Up to 14 EV Chargers - Extreme Env. Temperature (-40-140F) - Single Modem Verizon - Metering: 480/600V, 1200A - UL certified - 1 year standard warranty | FCM-0000000000-012-014-EX-C30 | Shell Recharge Solutions | Shell Recharge Solutions |  | 9929.95 | 13675.7358 | 4 months
Shell Recharge Solutions | Category 1 - Hardware - Power Management | Hardware - Power Management | FCM-1.2kA-014-ExtTemp-VerATT | FlexCharge Manager Hardware Solution – Up to 14 EV Chargers - Extreme Env. Temperature (-40-140F) - Dual Modem Verzon + AT&T - Metering: 480/600V, 1200A - UL certified - 1 year standard warranty | FCM-0000000000-012-014-EX-C31 | Shell Recharge Solutions | Shell Recharge Solutions |  | 10421.78 | 14353.0943 | 4 months
Shell Recharge Solutions | Category 1 - Hardware - Power Management | Hardware - Power Management | FCM-1.2kA-014-ExtTemp-VerTMo | FlexCharge Manager Hardware Solution – Up to 14 EV Chargers - Extreme Env. Temperature (-40-140F) - Dual Modem Verizon + Tmobile - Metering: 480/600V, 1200A - UL certified - 1 year standard warranty | FCM-0000000000-012-014-ST-C32 | Shell Recharge Solutions | Shell Recharge Solutions |  | 10421.78 | 14353.0943 | 4 months
Shell Recharge Solutions | Category 1 - Hardware - Power Management | Hardware - Power Management | FCM-1.2kA-014-StdTemp-ATT | FlexCharge Manager Hardware Solution – Up to 14 EV Chargers - Standard Env. Temperature (32-122F) - Single Modem AT&T - Metering: 480/600V, 1200A - UL certified - 1 year standard warranty | FCM-0000000000-012-014-ST-C10 | Shell Recharge Solutions | Shell Recharge Solutions |  | 5443.62 | 10270.9811 | 4 months
Shell Recharge Solutions | Category 1 - Hardware - Power Management | Hardware - Power Management | FCM-1.2kA-014-StdTemp-ATTTMo | FlexCharge Manager Hardware Solution – Up to 14 EV Chargers - Standard Env. Temperature (32-122F) - Dual Modem AT&T + TMobile - Metering: 480/600V, 1200A - UL certified - 1 year standard warranty | FCM-0000000000-012-014-ST-C12 | Shell Recharge Solutions | Shell Recharge Solutions |  | 9357.1 | 12886.7925 | 4 months
Shell Recharge Solutions | Category 1 - Hardware - Power Management | Hardware - Power Management | FCM-1.2kA-014-StdTemp-ATTVer | FlexCharge Manager Hardware Solution – Up to 14 EV Chargers - Standard Env. Temperature (32-122F) - Dual Modem AT&T + Verizon - Metering: 480/600V, 1200A - UL certified - 1 year standard warranty | FCM-0000000000-012-014-ST-C13 | Shell Recharge Solutions | Shell Recharge Solutions |  | 9357.1 | 12886.7925 | 4 months
Shell Recharge Solutions | Category 1 - Hardware - Power Management | Hardware - Power Management | FCM-1.2kA-014-StdTemp-Bel | FlexCharge Manager Hardware Solution – Up to 14 EV Chargers - Standard Env. Temperature (32-122F) - Single Modem Bell - Metering: 480/600V, 1200A - UL certified - 1 year standard warranty | FCM-0000000000-012-014-ST-C40 | Shell Recharge Solutions | Shell Recharge Solutions |  | 8531.17 | 11749.3019 | 4 months
Shell Recharge Solutions | Category 1 - Hardware - Power Management | Hardware - Power Management | FCM-1.2kA-014-StdTemp-TMo | FlexCharge Manager Hardware Solution – Up to 14 EV Chargers - Standard Env. Temperature (32-122F) - Single Modem TMobile - Metering: 480/600V, 1200A - UL certified - 1 year standard warranty | FCM-0000000000-012-014-ST-C20 | Shell Recharge Solutions | Shell Recharge Solutions |  | 8531.17 | 11749.3019 | 4 months
Shell Recharge Solutions | Category 1 - Hardware - Power Management | Hardware - Power Management | FCM-1.2kA-014-StdTemp-TMoATT | FlexCharge Manager Hardware Solution – Up to 14 EV Chargers - Standard Env. Temperature (32-122F) - Dual Modem TMobile + AT&T - Metering: 480/600V, 1200A - UL certified - 1 year standard warranty | FCM-0000000000-012-014-ST-C21 | Shell Recharge Solutions | Shell Recharge Solutions |  | 9357.1 | 12886.7925 | 4 months
Shell Recharge Solutions | Category 1 - Hardware - Power Management | Hardware - Power Management | FCM-1.2kA-014-StdTemp-TMoVer | FlexCharge Manager Hardware Solution – Up to 14 EV Chargers - Standard Env. Temperature (32-122F) - Dual Modem TMobile + Verizon - Metering: 480/600V, 1200A - UL certified - 1 year standard warranty | FCM-0000000000-012-014-ST-C23 | Shell Recharge Solutions | Shell Recharge Solutions |  | 9357.1 | 12886.7925 | 4 months
Shell Recharge Solutions | Category 1 - Hardware - Power Management | Hardware - Power Management | FCM-1.2kA-014-StdTemp-Ver | FlexCharge Manager Hardware Solution – Up to 14 EV Chargers - Standard Env. Temperature (32-122F) - Single Modem Verizon - Metering: 480/600V, 1200A - UL certified - 1 year standard warranty | FCM-0000000000-012-014-ST-C30 | Shell Recharge Solutions | Shell Recharge Solutions |  | 8531.17 | 11749.3019 | 4 months
Shell Recharge Solutions | Category 1 - Hardware - Power Management | Hardware - Power Management | FCM-1.2kA-014-StdTemp-VerATT | FlexCharge Manager Hardware Solution – Up to 14 EV Chargers - Standard Env. Temperature (32-122F) - Dual Modem Verzon + AT&T - Metering: 480/600V, 1200A - UL certified - 1 year standard warranty | FCM-0000000000-012-014-ST-C31 | Shell Recharge Solutions | Shell Recharge Solutions |  | 9357.1 | 12886.7925 | 4 months
Shell Recharge Solutions | Category 1 - Hardware - Power Management | Hardware - Power Management | FCM-1.2kA-014-StdTemp-VerTMo | FlexCharge Manager Hardware Solution – Up to 14 EV Chargers - Standard Env. Temperature (32-122F) - Dual Modem Verizon + Tmobile - Metering: 480/600V, 1200A - UL certified - 1 year standard warranty | FCM-0000000000-012-014-ST-C32 | Shell Recharge Solutions | Shell Recharge Solutions |  | 9357.1 | 12886.7925 | 4 months
Shell Recharge Solutions | Category 1 - Hardware - Power Management | Hardware - Power Management | FCM-1.2kA-028-ExtTemp-ATT | FlexCharge Manager Hardware Solution – Up to 28 EV Chargers - Extreme Env. Temperature (-40-140F) - Single Modem AT&T - Metering: 480/600V, 1200A - UL certified - 1 year standard warranty | FCM-0000000000-012-028-EX-C10 | Shell Recharge Solutions | Shell Recharge Solutions |  | 10285.88 | 14165.9245 | 4 months
Shell Recharge Solutions | Category 1 - Hardware - Power Management | Hardware - Power Management | FCM-1.2kA-028-ExtTemp-ATTTMo | FlexCharge Manager Hardware Solution – Up to 28 EV Chargers - Extreme Env. Temperature (-40-140F) - Dual Modem AT&T + TMobile - Metering: 480/600V, 1200A - UL certified - 1 year standard warranty | FCM-0000000000-012-028-EX-C12 | Shell Recharge Solutions | Shell Recharge Solutions |  | 10777.71 | 14843.283 | 4 months
Shell Recharge Solutions | Category 1 - Hardware - Power Management | Hardware - Power Management | FCM-1.2kA-028-ExtTemp-ATTVer | FlexCharge Manager Hardware Solution – Up to 28 EV Chargers - Extreme Env. Temperature (-40-140F) - Dual Modem AT&T + Verizon - Metering: 480/600V, 1200A - UL certified - 1 year standard warranty | FCM-0000000000-012-028-EX-C13 | Shell Recharge Solutions | Shell Recharge Solutions |  | 10777.71 | 14843.283 | 4 months
Shell Recharge Solutions | Category 1 - Hardware - Power Management | Hardware - Power Management | FCM-1.2kA-028-ExtTemp-Bel | FlexCharge Manager Hardware Solution – Up to 28 EV Chargers - Extreme Env. Temperature (-40-140F) - Single Modem Bell - Metering: 480/600V, 1200A - UL certified - 1 year standard warranty | FCM-0000000000-012-028-EX-C40 | Shell Recharge Solutions | Shell Recharge Solutions |  | 10285.88 | 14165.9245 | 4 months
Shell Recharge Solutions | Category 1 - Hardware - Power Management | Hardware - Power Management | FCM-1.2kA-028-ExtTemp-TMo | FlexCharge Manager Hardware Solution – Up to 28 EV Chargers - Extreme Env. Temperature (-40-140F) - Single Modem TMobile - Metering: 480/600V, 1200A - UL certified - 1 year standard warranty | FCM-0000000000-012-028-EX-C20 | Shell Recharge Solutions | Shell Recharge Solutions |  | 10285.88 | 14165.9245 | 4 months
Shell Recharge Solutions | Category 1 - Hardware - Power Management | Hardware - Power Management | FCM-1.2kA-028-ExtTemp-TMoATT | FlexCharge Manager Hardware Solution – Up to 28 EV Chargers - Extreme Env. Temperature (-40-140F) - Dual Modem TMobile + AT&T - Metering: 480/600V, 1200A - UL certified - 1 year standard warranty | FCM-0000000000-012-028-EX-C21 | Shell Recharge Solutions | Shell Recharge Solutions |  | 10777.71 | 14843.283 | 4 months
Shell Recharge Solutions | Category 1 - Hardware - Power Management | Hardware - Power Management | FCM-1.2kA-028-ExtTemp-TMoVer | FlexCharge Manager Hardware Solution – Up to 28 EV Chargers - Extreme Env. Temperature (-40-140F) - Dual Modem TMobile + Verizon - Metering: 480/600V, 1200A - UL certified - 1 year standard warranty | FCM-0000000000-012-028-EX-C23 | Shell Recharge Solutions | Shell Recharge Solutions |  | 10777.71 | 14843.283 | 4 months
Shell Recharge Solutions | Category 1 - Hardware - Power Management | Hardware - Power Management | FCM-1.2kA-028-ExtTemp-Ver | FlexCharge Manager Hardware Solution – Up to 28 EV Chargers - Extreme Env. Temperature (-40-140F) - Single Modem Verizon - Metering: 480/600V, 1200A - UL certified - 1 year standard warranty | FCM-0000000000-012-028-EX-C30 | Shell Recharge Solutions | Shell Recharge Solutions |  | 10285.88 | 14165.9245 | 4 months
Shell Recharge Solutions | Category 1 - Hardware - Power Management | Hardware - Power Management | FCM-1.2kA-028-ExtTemp-VerATT | FlexCharge Manager Hardware Solution – Up to 28 EV Chargers - Extreme Env. Temperature (-40-140F) - Dual Modem Verzon + AT&T - Metering: 480/600V, 1200A - UL certified - 1 year standard warranty | FCM-0000000000-012-028-EX-C31 | Shell Recharge Solutions | Shell Recharge Solutions |  | 10777.71 | 14843.283 | 4 months
Shell Recharge Solutions | Category 1 - Hardware - Power Management | Hardware - Power Management | FCM-1.2kA-028-StdTemp-ATT | FlexCharge Manager Hardware Solution – Up to 28 EV Chargers - Standard Env. Temperature (32-122F) - Single Modem AT&T - Metering: 480/600V, 1200A - UL certified - 1 year standard warranty | FCM-0000000000-012-028-ST-C10 | Shell Recharge Solutions | Shell Recharge Solutions |  | 8999.53 | 12394.3396 | 4 months
Shell Recharge Solutions | Category 1 - Hardware - Power Management | Hardware - Power Management | FCM-1.2kA-028-StdTemp-ATTTMo | FlexCharge Manager Hardware Solution – Up to 28 EV Chargers - Standard Env. Temperature (32-122F) - Dual Modem AT&T + TMobile - Metering: 480/600V, 1200A - UL certified - 1 year standard warranty | FCM-0000000000-012-028-ST-C12 | Shell Recharge Solutions | Shell Recharge Solutions |  | 9862.63 | 13583.0189 | 4 months
Shell Recharge Solutions | Category 1 - Hardware - Power Management | Hardware - Power Management | FCM-1.2kA-028-StdTemp-ATTVer | FlexCharge Manager Hardware Solution – Up to 28 EV Chargers - Standard Env. Temperature (32-122F) - Dual Modem AT&T + Verizon - Metering: 480/600V, 1200A - UL certified - 1 year standard warranty | FCM-0000000000-012-028-ST-C13 | Shell Recharge Solutions | Shell Recharge Solutions |  | 9862.63 | 13583.0189 | 4 months
Shell Recharge Solutions | Category 1 - Hardware - Power Management | Hardware - Power Management | FCM-1.2kA-028-StdTemp-Bel | FlexCharge Manager Hardware Solution – Up to 28 EV Chargers - Standard Env. Temperature (32-122F) - Single Modem Bell - Metering: 480/600V, 1200A - UL certified - 1 year standard warranty | FCM-0000000000-012-028-ST-C40 | Shell Recharge Solutions | Shell Recharge Solutions |  | 8999.53 | 12394.3396 | 4 months
Shell Recharge Solutions | Category 1 - Hardware - Power Management | Hardware - Power Management | FCM-1.2kA-028-StdTemp-TMo | FlexCharge Manager Hardware Solution – Up to 28 EV Chargers - Standard Env. Temperature (32-122F) - Single Modem TMobile - Metering: 480/600V, 1200A - UL certified - 1 year standard warranty | FCM-0000000000-012-028-ST-C20 | Shell Recharge Solutions | Shell Recharge Solutions |  | 8999.53 | 12394.3396 | 4 months
Shell Recharge Solutions | Category 1 - Hardware - Power Management | Hardware - Power Management | FCM-1.2kA-028-StdTemp-TMoATT | FlexCharge Manager Hardware Solution – Up to 28 EV Chargers - Standard Env. Temperature (32-122F) - Dual Modem TMobile + AT&T - Metering: 480/600V, 1200A - UL certified - 1 year standard warranty | FCM-0000000000-012-028-ST-C21 | Shell Recharge Solutions | Shell Recharge Solutions |  | 9862.63 | 13583.0189 | 4 months
Shell Recharge Solutions | Category 1 - Hardware - Power Management | Hardware - Power Management | FCM-1.2kA-028-StdTemp-TMoVer | FlexCharge Manager Hardware Solution – Up to 28 EV Chargers - Standard Env. Temperature (32-122F) - Dual Modem TMobile + Verizon - Metering: 480/600V, 1200A - UL certified - 1 year standard warranty | FCM-0000000000-012-028-ST-C23 | Shell Recharge Solutions | Shell Recharge Solutions |  | 9862.63 | 13583.0189 | 4 months
Shell Recharge Solutions | Category 1 - Hardware - Power Management | Hardware - Power Management | FCM-1.2kA-028-StdTemp-Ver | FlexCharge Manager Hardware Solution – Up to 28 EV Chargers - Standard Env. Temperature (32-122F) - Single Modem Verizon - Metering: 480/600V, 1200A - UL certified - 1 year standard warranty | FCM-0000000000-012-028-ST-C30 | Shell Recharge Solutions | Shell Recharge Solutions |  | 8999.53 | 12394.3396 | 4 months
Shell Recharge Solutions | Category 1 - Hardware - Power Management | Hardware - Power Management | FCM-1.2kA-028-StdTemp-VerATT | FlexCharge Manager Hardware Solution – Up to 28 EV Chargers - Standard Env. Temperature (32-122F) - Dual Modem Verzon + AT&T - Metering: 480/600V, 1200A - UL certified - 1 year standard warranty | FCM-0000000000-012-028-ST-C31 | Shell Recharge Solutions | Shell Recharge Solutions |  | 9862.63 | 13583.0189 | 4 months
Shell Recharge Solutions | Category 1 - Hardware - Power Management | Hardware - Power Management | FCM-1.2kA-028-StdTemp-VerTMo | FlexCharge Manager Hardware Solution – Up to 28 EV Chargers - Standard Env. Temperature (32-122F) - Dual Modem Verizon + Tmobile - Metering: 480/600V, 1200A - UL certified - 1 year standard warranty | FCM-0000000000-012-028-ST-C32 | Shell Recharge Solutions | Shell Recharge Solutions |  | 9862.63 | 13583.0189 | 4 months
Shell Recharge Solutions | Category 2 - Network Services | Network Services - Data | ABB-CHG-CNNCT-YEAR1 | Charger Connect (1st Year) | Project-EVCI | ABB | ABB |  | 225.0548 | 309.9811 | 30 Weeks
Shell Recharge Solutions | Category 2 - Network Services | Software | SKY-L2-1YEAR | SKY-L2 1-year software license |  | Shell Recharge Solutions | Shell Recharge Solutions |  | 390 | 467.6361
Shell Recharge Solutions | Category 2 - Network Services | Software | SKY-L2-2YEAR | SKY-L2 2-year software license |  | Shell Recharge Solutions | Shell Recharge Solutions |  | 756.6 | 907.2141
Shell Recharge Solutions | Category 2 - Network Services | Software | SKY-L2-3YEAR | SKY-L2 3-year software license |  | Shell Recharge Solutions | Shell Recharge Solutions |  | 1099.8 | 1318.7338
Shell Recharge Solutions | Category 2 - Network Services | Software | SKY-L2-4YEAR | SKY-L2 4-year software license |  | Shell Recharge Solutions | Shell Recharge Solutions |  | 1419.6 | 1702.1954
Shell Recharge Solutions | Category 2 - Network Services | Software | SKY-L2-5YEAR | SKY-L2 5-year software license |  | Shell Recharge Solutions | Shell Recharge Solutions |  | 1677 | 2010.8353
Shell Recharge Solutions | Category 2 - Network Services | Software | SKY-L2-10 YEAR | SKY-L2 10-year software license |  | Shell Recharge Solutions | Shell Recharge Solutions |  | 3120 | 3741.0889
Shell Recharge Solutions | Category 2 - Network Services | Software | SKY-DCFC-1YEAR | SKY-DCFC 1-year software license |  | Shell Recharge Solutions | Shell Recharge Solutions |  | 650 | 779.3935
Shell Recharge Solutions | Category 2 - Network Services | Software | SKY-DCFC-2YEAR | SKY-DCFC 2-year software license |  | Shell Recharge Solutions | Shell Recharge Solutions |  | 1261 | 1512.0234
Shell Recharge Solutions | Category 2 - Network Services | Software | SKY-DCFC-3YEAR | SKY-DCFC 3-year software license |  | Shell Recharge Solutions | Shell Recharge Solutions |  | 1833 | 2197.8897
Shell Recharge Solutions | Category 2 - Network Services | Software | SKY-DCFC-4YEAR | SKY-DCFC 4-year software license |  | Shell Recharge Solutions | Shell Recharge Solutions |  | 2366 | 2836.9924
Shell Recharge Solutions | Category 2 - Network Services | Software | SKY-DCFC-5YEAR | SKY-DCFC 5-year software license |  | Shell Recharge Solutions | Shell Recharge Solutions |  | 2795 | 3351.3921
Shell Recharge Solutions | Category 2 - Network Services | Software | SKY-DCFC-10 YEAR | SKY-DCFC 10-year software license |  | Shell Recharge Solutions | Shell Recharge Solutions |  | 5070 | 6235.1481
Shell Recharge Solutions | Category 3 - Installation | Maintenance | SKY Care L2 Single Port Foundation 1 Year | SKY Care Foundation L2 Single Port 1 Year |  | Shell Recharge Solutions | Shell Recharge Solutions |  | 382 | 575.4717
Shell Recharge Solutions | Category 3 - Installation | Maintenance | SKY Care L2 Single Port Foundation 2 Year | SKY Care Foundation L2 Single Port 2 Year |  | Shell Recharge Solutions | Shell Recharge Solutions |  | 764 | 1150.9434
Shell Recharge Solutions | Category 3 - Installation | Maintenance | SKY Care L2 Single Port Foundation 3 Year | SKY Care Foundation L2 Single Port 3 Year |  | Shell Recharge Solutions | Shell Recharge Solutions |  | 1146 | 1726.4151
Shell Recharge Solutions | Category 3 - Installation | Maintenance | SKY Care L2 Single Port Foundation 4 Year | SKY Care Foundation L2 Single Port 4 Year |  | Shell Recharge Solutions | Shell Recharge Solutions |  | 1528 | 2301.8868
Shell Recharge Solutions | Category 3 - Installation | Maintenance | SKY Care L2 Single Foundation Port 5 Year | SKY Care Foundation L2 Single Port 5 Year |  | Shell Recharge Solutions | Shell Recharge Solutions |  | 1910 | 2877.3585
Shell Recharge Solutions | Category 3 - Installation | Maintenance | SKY Care L2 Single Comprehensive 1 Year | SKY Care L2 Single Port Comprehensive (pricing based on 5 year warranty) 1 Year |  | Shell Recharge Solutions | Shell Recharge Solutions |  | 475 | 569.5568
Shell Recharge Solutions | Category 3 - Installation | Maintenance | SKY Care L2 Single Comprehensive 2 Year | SKY Care Comprehensive L2 Single 2 Year |  | Shell Recharge Solutions | Shell Recharge Solutions |  | 950 | 1139.1136
Shell Recharge Solutions | Category 3 - Installation | Maintenance | SKY Care L2 Single Comprehensive 3 Year | SKY Care Comprehensive L2 Single 3 Year |  | Shell Recharge Solutions | Shell Recharge Solutions |  | 1425 | 1708.6704
Shell Recharge Solutions | Category 3 - Installation | Maintenance | SKY Care L2 Single Comprehensive 4 Year | SKY Care Comprehensive L2 Single 4 Year |  | Shell Recharge Solutions | Shell Recharge Solutions |  | 1900 | 2278.2272
Shell Recharge Solutions | Category 3 - Installation | Maintenance | SKY Care L2 Single Comprehensive 5 Year | SKY Care Comprehensive L2 Single 5 Year |  | Shell Recharge Solutions | Shell Recharge Solutions |  | 2375 | 2847.784
Shell Recharge Solutions | Category 3 - Installation | Maintenance | SKY Care L2 Single Critical 1 Year | SKY Care L2 Single Critical (pricing based on 5 year warranty) 1 Year |  | Shell Recharge Solutions | Shell Recharge Solutions |  | 554 | 664.2831
Shell Recharge Solutions | Category 3 - Installation | Maintenance | SKY Care L2 Single Critical 2 Year | SKY Care L2 Single Port (pricing based on 5 year warranty) 2 Year |  | Shell Recharge Solutions | Shell Recharge Solutions |  | 1108 | 1328.5662
Shell Recharge Solutions | Category 3 - Installation | Maintenance | SKY Care L2 Single Critical 3 Year | SKY Care Critical L2 Single Port (pricing based on 5 year warranty) 3 Year |  | Shell Recharge Solutions | Shell Recharge Solutions |  | 1662 | 1992.8493
Shell Recharge Solutions | Category 3 - Installation | Maintenance | SKY Care L2 Single Critical 4 Year | SKY Care L2 Single Port Critical (pricing based on 5 year warranty) 4 Year |  | Shell Recharge Solutions | Shell Recharge Solutions |  | 2216 | 2657.1324
Shell Recharge Solutions | Category 3 - Installation | Maintenance | SKY Care L2 Single Critical 5 Year | SKY Care L2 Single Port Critical (pricing based on 5 year warranty) 5 Year |  | Shell Recharge Solutions | Shell Recharge Solutions |  | 2770 | 3321.4154
Shell Recharge Solutions | Category 3 - Installation | Maintenance | SKY Care L2 Dual Foundation 1 Year | SKY Care Foundation L2 Dual Port 1 Year |  | Shell Recharge Solutions | Shell Recharge Solutions |  | 523 | 720.7547
Shell Recharge Solutions | Category 3 - Installation | Maintenance | SKY Care L2 Dual Foundation 2 Year | SKY Care Foundation L2 Dual Port 2 Year |  | Shell Recharge Solutions | Shell Recharge Solutions |  | 1046 | 1441.5094
Shell Recharge Solutions | Category 3 - Installation | Maintenance | SKY Care L2 Dual Foundation 3 Year | SKY Care Foundation L2 Dual Port 3 Year |  | Shell Recharge Solutions | Shell Recharge Solutions |  | 1569 | 2162.2642
Shell Recharge Solutions | Category 3 - Installation | Maintenance | SKY Care L2 Dual Foundation 4 Year | SKY Care Foundation L2 Dual Port 4 Year |  | Shell Recharge Solutions | Shell Recharge Solutions |  | 2092 | 2883.0189
Shell Recharge Solutions | Category 3 - Installation | Maintenance | SKY Care L2 Dual Foundation 5 Year | SKY Care Foundation L2 Dual Port 5 Year |  | Shell Recharge Solutions | Shell Recharge Solutions |  | 2615 | 3603.7736
Shell Recharge Solutions | Category 3 - Installation | Maintenance | SKY Care L2 Dual Comprehensive 1 Year | SKY Care Comprehensive L2 Dual 1 Year |  | Shell Recharge Solutions | Shell Recharge Solutions |  | 613 | 735.028
Shell Recharge Solutions | Category 3 - Installation | Maintenance | SKY Care L2 Dual Comprehensive 2 Year | SKY Care Comprehensive L2 Dual 2 Year |  | Shell Recharge Solutions | Shell Recharge Solutions |  | 1226 | 1470.0561
Shell Recharge Solutions | Category 3 - Installation | Maintenance | SKY Care L2 Dual Comprehensive 3 Year | SKY Care Comprehensive L2 Dual 3 Year |  | Shell Recharge Solutions | Shell Recharge Solutions |  | 1839 | 2205.0841
Shell Recharge Solutions | Category 3 - Installation | Maintenance | SKY Care L2 Dual Comprehensive 4 Year | SKY Care Comprehensive L2 Dual 4 Year |  | Shell Recharge Solutions | Shell Recharge Solutions |  | 2452 | 2940.1122
Shell Recharge Solutions | Category 3 - Installation | Maintenance | SKY Care L2 Dual Comprehensive 5 Year | SKY Care Comprehensive L2 Dual 5 Year |  | Shell Recharge Solutions | Shell Recharge Solutions |  | 3065 | 3675.1402
Shell Recharge Solutions | Category 3 - Installation | Maintenance | SKY Care L2 Dual Critical 1 Year | SKY Care Critical L2 Dial Port (pricing based on 5 year warranty) 1 Year |  | Shell Recharge Solutions | Shell Recharge Solutions |  | 865 | 1037.1929
Shell Recharge Solutions | Category 3 - Installation | Maintenance | SKY Care L2 Dual Critical 2 Year | SKY Care L2 Dual Port Critical (pricing based on 5 year warranty) 2 Year |  | Shell Recharge Solutions | Shell Recharge Solutions |  | 1730 | 2074.3858
Shell Recharge Solutions | Category 3 - Installation | Maintenance | SKY Care L2 Dual Critical 3 Year | SKY Care L2 Dual Port Critical (pricing based on 5 year warranty) 3 Year |  | Shell Recharge Solutions | Shell Recharge Solutions |  | 2595 | 3111.5787
Shell Recharge Solutions | Category 3 - Installation | Maintenance | SKY Care L2 Dual Critical 4 Year | SKY Care L2 Dual Port Critical (pricing based on 5 year warranty) 4 Year |  | Shell Recharge Solutions | Shell Recharge Solutions |  | 3460 | 4148.7716
Shell Recharge Solutions | Category 3 - Installation | Maintenance | SKY Care L2 Dual Critical 5 Year | SKY Care L2 Dual Port Critical (pricing based on 5 year warranty) 5 Year |  | Shell Recharge Solutions | Shell Recharge Solutions |  | 4325 | 5185.9646
Shell Recharge Solutions | Category 3 - Installation | Maintenance | SKY Care DCFC Foundation 1 Year | SKY Care Foundation DCFC 1 Year |  | Shell Recharge Solutions | Shell Recharge Solutions |  | 1483 | 2043.3962
Shell Recharge Solutions | Category 3 - Installation | Maintenance | SKY Care DCFC Foundation 2 Year | SKY Care Foundation DCFC 2 Year |  | Shell Recharge Solutions | Shell Recharge Solutions |  | 2966 | 4086.7925
Shell Recharge Solutions | Category 3 - Installation | Maintenance | SKY Care DCFC Foundation 3 Year | SKY Care Foundation DCFC 3 Year |  | Shell Recharge Solutions | Shell Recharge Solutions |  | 4449 | 6130.1887
Shell Recharge Solutions | Category 3 - Installation | Maintenance | SKY Care DCFC Foundation 4 Year | SKY Care Foundation DCFC 4 Year |  | Shell Recharge Solutions | Shell Recharge Solutions |  | 5932 | 8173.5849
Shell Recharge Solutions | Category 3 - Installation | Maintenance | SKY Care DCFC Foundation 5 Year | SKY Care Foundation DCFC 5 Year |  | Shell Recharge Solutions | Shell Recharge Solutions |  | 7415 | 10216.9811
Shell Recharge Solutions | Category 3 - Installation | Maintenance | SKY Care DCFC Comprehensive 1 Year | SKY Care DCFC Comprehensive (pricing based on 5 year warranty) 1 year |  | Shell Recharge Solutions | Shell Recharge Solutions |  | 2891 | 3466.5025
Shell Recharge Solutions | Category 3 - Installation | Maintenance | SKY Care DCFC Comprehensive 2 Year | SKY Care DCFC Comprehensive (pricing based on 5 year warranty) 2 year |  | Shell Recharge Solutions | Shell Recharge Solutions |  | 7921.34 | 9498.217
Shell Recharge Solutions | Category 3 - Installation | Maintenance | SKY Care DCFC Comprehensive 3 Year | SKY Care DCFC Comprehensive (pricing based on 5 year warranty) 3 year |  | Shell Recharge Solutions | Shell Recharge Solutions |  | 8673 | 10399.5076
Shell Recharge Solutions | Category 3 - Installation | Maintenance | SKY Care DCFC Comprehensive 4 Year | SKY Care DCFC Comprehensive (pricing based on 5 year warranty) 4 year |  | Shell Recharge Solutions | Shell Recharge Solutions |  | 11564 | 13866.0102
Shell Recharge Solutions | Category 3 - Installation | Maintenance | SKY Care DCFC Comprehensive 5 Year | SKY Care DCFC Comprehensive (pricing based on 5 year warranty) 5 year |  | Shell Recharge Solutions | Shell Recharge Solutions |  | 14455 | 17332.5127
Shell Recharge Solutions | Category 3 - Installation | Maintenance | SKY Care DCFC Critical 1 Year | SKY Care DCFC Critical 1 Year - (pricing based on 5 year warranty) |  | Shell Recharge Solutions | Shell Recharge Solutions |  | 3923 | 4703.9396
Shell Recharge Solutions | Category 3 - Installation | Maintenance | SKY Care DCFC Critical 2 Year | SKY Care DCFC Critical 2 Year - (pricing based on 5 year warranty) |  | Shell Recharge Solutions | Shell Recharge Solutions |  | 7846 | 9407.8793
Shell Recharge Solutions | Category 3 - Installation | Maintenance | SKY Care DCFC Critical 3 Year | SKY Care DCFC Critical 3-Year - (pricing based on 5 year warranty) |  | Shell Recharge Solutions | Shell Recharge Solutions |  | 11769 | 14111.8189
Shell Recharge Solutions | Category 3 - Installation | Maintenance | SKY Care DCFC Critical 4 Year | SKY Care DCFC Critical 4-Year - (pricing based on 5 year warranty) |  | Shell Recharge Solutions | Shell Recharge Solutions |  | 15692 | 18815.7586
Shell Recharge Solutions | Category 3 - Installation | Maintenance | SKY Care DCFC Critical 5 Year | SKY Care DCFC Critical 5-Year - (pricing based on 5 year warranty) |  | Shell Recharge Solutions | Shell Recharge Solutions |  | 19615 | 23519.6982
Shell Recharge Solutions | Category 3 - Installation | Maintenance | SKY Care HP Dispenser Foundation 1 Year | SKY Care Foundation HP Dispenser 1 Year |  | Shell Recharge Solutions | Shell Recharge Solutions |  | 1483 | 2043.3962
Shell Recharge Solutions | Category 3 - Installation | Maintenance | SKY Care HP Dispenser Foundation 2 Year | SKY Care Foundation HP Dispenser 2 Year |  | Shell Recharge Solutions | Shell Recharge Solutions |  | 2966 | 4086.7925
Shell Recharge Solutions | Category 3 - Installation | Maintenance | SKY Care HP Dispenser Foundation 3 Year | SKY Care Foundation HP Dispenser 3 Year |  | Shell Recharge Solutions | Shell Recharge Solutions |  | 4449 | 6130.1887
Shell Recharge Solutions | Category 3 - Installation | Maintenance | SKY Care HP Dispenser Foundation 4 Year | SKY Care Foundation HP Dispenser 4 Year |  | Shell Recharge Solutions | Shell Recharge Solutions |  | 5932 | 8173.5849
Shell Recharge Solutions | Category 3 - Installation | Maintenance | SKY Care HP Dispenser Foundation 5 Year | SKY Care Foundation HP Dispenser 5 Year |  | Shell Recharge Solutions | Shell Recharge Solutions |  | 7415 | 10216.9811
Shell Recharge Solutions | Category 3 - Installation | Maintenance | SKY Care HP Dispenser Comprehensive 1 Year | SKY Care HP Dispenser Comprehensive (pricing based on 5 year warranty) 1 year |  | Shell Recharge Solutions | Shell Recharge Solutions |  | 4144 | 4968.9334
Shell Recharge Solutions | Category 3 - Installation | Maintenance | SKY Care HP Dispenser Comprehensive 2 Year | SKY Care HP Dispenser Comprehensive 2-Year (pricing based on 5 year warranty) |  | Shell Recharge Solutions | Shell Recharge Solutions |  | 8288 | 9937.8669
Shell Recharge Solutions | Category 3 - Installation | Maintenance | SKY Care HP Dispenser Comprehensive 3 Year | SKY Care HP Dispenser Comprehensive (pricing based on 5 year warranty) 3 year |  | Shell Recharge Solutions | Shell Recharge Solutions |  | 12432 | 14906.8003
Shell Recharge Solutions | Category 3 - Installation | Maintenance | SKY Care HP Dispenser Comprehensive 4 Year | SKY Care HP Dispenser Comprehensive (pricing based on 5 year warranty) 4 year |  | Shell Recharge Solutions | Shell Recharge Solutions |  | 16576 | 19875.7337
Shell Recharge Solutions | Category 3 - Installation | Maintenance | SKY Care HP Dispenser Comprehensive 5 Year | SKY Care HP Dispenser Comprehensive (pricing based on 5 year warranty) 5 year |  | Shell Recharge Solutions | Shell Recharge Solutions |  | 20720 | 24844.6672
Shell Recharge Solutions | Category 3 - Installation | Maintenance | SKY Care HP Dispenser Critical 1 Year | SKY Care HP Dispenser Critical 1-Year (pricing based on 5 year warranty) |  | Shell Recharge Solutions | Shell Recharge Solutions |  | 5739 | 6881.4452
Shell Recharge Solutions | Category 3 - Installation | Maintenance | SKY Care HP Dispenser Critical 2 Year | SKY Care HP Dispenser Critical 2-Year (pricing based on 5 year warranty) |  | Shell Recharge Solutions | Shell Recharge Solutions |  | 11478 | 13762.8904
Shell Recharge Solutions | Category 3 - Installation | Maintenance | SKY Care HP Dispenser Critical 3 Year | SKY Care HP Dispenser Critical 3-Year (pricing based on 5 year warranty) |  | Shell Recharge Solutions | Shell Recharge Solutions |  | 17217 | 20644.3356
Shell Recharge Solutions | Category 3 - Installation | Maintenance | SKY Care HP Dispenser Critical 4 Year | SKY Care HP Dispenser Critical 4-Year (pricing based on 5 year warranty) |  | Shell Recharge Solutions | Shell Recharge Solutions |  | 22956 | 27525.7809
Shell Recharge Solutions | Category 3 - Installation | Maintenance | SKY Care HP Dispenser Critical 5 Year | SKY Care HP Dispenser Critical 5-Year (pricing based on 5 year warranty) |  | Shell Recharge Solutions | Shell Recharge Solutions |  | 28695 | 34407.2261
Shell Recharge Solutions | Category 3 - Installation | Maintenance | SKY Care HP Tower Foundation 1 Year | SKY Care Foundation HP Tower 1 Year |  | Shell Recharge Solutions | Shell Recharge Solutions |  | 840 | 1156.6038
Shell Recharge Solutions | Category 3 - Installation | Maintenance | SKY Care HP Tower Foundation 2 Year | SKY Care Foundation HP Tower 2 Year |  | Shell Recharge Solutions | Shell Recharge Solutions |  | 1680 | 2313.2075
Shell Recharge Solutions | Category 3 - Installation | Maintenance | SKY Care HP Tower Foundation 3 Year | SKY Care Foundation HP Tower 3 Year |  | Shell Recharge Solutions | Shell Recharge Solutions |  | 2520 | 3469.8113
Shell Recharge Solutions | Category 3 - Installation | Maintenance | SKY Care HP Tower Foundation 4 Year | SKY Care Foundation HP Tower 4 Year |  | Shell Recharge Solutions | Shell Recharge Solutions |  | 3360 | 4626.4151
Shell Recharge Solutions | Category 3 - Installation | Maintenance | SKY Care HP Tower Foundation 5 Year | SKY Care Foundation HP Tower 5 Year |  | Shell Recharge Solutions | Shell Recharge Solutions |  | 4200 | 5783.0189
Shell Recharge Solutions | Category 3 - Installation | Maintenance | SKY Care HP Tower Comprehensive 1 Year | SKY Care Comprehensive HP Tower 1 Year |  | Shell Recharge Solutions | Shell Recharge Solutions |  | 2177 | 2610.3687
Shell Recharge Solutions | Category 3 - Installation | Maintenance | SKY Care HP Tower Comprehensive 2 Year | SKY Care Comprehensive HP Tower 2 Year |  | Shell Recharge Solutions | Shell Recharge Solutions |  | 4354 | 5220.7375
Shell Recharge Solutions | Category 3 - Installation | Maintenance | SKY Care HP Tower Comprehensive 3 Year | SKY Care Comprehensive HP Tower 3 Year |  | Shell Recharge Solutions | Shell Recharge Solutions |  | 6531 | 7831.1062
Shell Recharge Solutions | Category 3 - Installation | Maintenance | SKY Care HP Tower Comprehensive 4 Year | SKY Care Comprehensive HP Tower 4 Year |  | Shell Recharge Solutions | Shell Recharge Solutions |  | 8708 | 10441.475
Shell Recharge Solutions | Category 3 - Installation | Maintenance | SKY Care HP Tower Comprehensive 5 Year | SKY Care Comprehensive HP Tower 5 Year |  | Shell Recharge Solutions | Shell Recharge Solutions |  | 10885 | 13051.8437
Shell Recharge Solutions | Category 3 - Installation | Maintenance | SKY Care HP Tower Critical 1 Year | SKY Care HP Tower Critical (pricing based on 5 year warranty) 1 Year |  | Shell Recharge Solutions | Shell Recharge Solutions |  | 2553 | 3061.2179
Shell Recharge Solutions | Category 3 - Installation | Maintenance | SKY Care HP Tower Critical 2 Year | SKY Care Critical HP Tower 2 Year |  | Shell Recharge Solutions | Shell Recharge Solutions |  | 5106 | 6122.4358
Shell Recharge Solutions | Category 3 - Installation | Maintenance | SKY Care HP Tower Critical 3 Year | SKY Care Critical HP Tower 3 Year |  | Shell Recharge Solutions | Shell Recharge Solutions |  | 7659 | 9183.6538
Shell Recharge Solutions | Category 3 - Installation | Maintenance | SKY Care HP Tower Critical 4 Year | SKY Care Critical HP Tower 4 Year |  | Shell Recharge Solutions | Shell Recharge Solutions |  | 10212 | 12244.8717
Shell Recharge Solutions | Category 3 - Installation | Maintenance | SKY Care HP Tower Critical 5 Year | SKY Care HP Tower Critical (pricing based on 5 year warranty) 5 Year |  | Shell Recharge Solutions | Shell Recharge Solutions |  | 12765 | 15306.0896
Shell Recharge Solutions | Category 3 - Installation | Maintenance | SKY Care HP Simultaneous Dispenser Foundation 1 Year | SKY Care HP Simultaneous Dispenser Foundation (pricing based on 5 year warranty) 1 Year |  | Shell Recharge Solutions | Shell Recharge Solutions |  | 2317.5 | 2552.8302
Shell Recharge Solutions | Category 3 - Installation | Maintenance | SKY Care HP Simultaneous Dispenser Foundation 2 Year | SKY Care HP Simultaneous Dispenser Foundation (pricing based on 5 year warranty) 2 Year |  | Shell Recharge Solutions | Shell Recharge Solutions |  | 3708 | 5105.6604
Shell Recharge Solutions | Category 3 - Installation | Maintenance | SKY Care HP Simultaneous Dispenser Foundation 3 Year | SKY Care HP Simultaneous Dispenser Foundation (pricing based on 5 year warranty) 3 Year |  | Shell Recharge Solutions | Shell Recharge Solutions |  | 5562 | 7658.4906
Shell Recharge Solutions | Category 3 - Installation | Maintenance | SKY Care HP Simultaneous Dispenser Foundation 4 Year | SKY Care HP Simultaneous Dispenser Foundation (pricing based on 5 year warranty) 4 Year |  | Shell Recharge Solutions | Shell Recharge Solutions |  | 7416 | 10211.3208
Shell Recharge Solutions | Category 3 - Installation | Maintenance | SKY Care HP Simultaneous Dispenser Foundation 5 Year | SKY Care HP Simultaneous Dispenser Foundation (pricing based on 5 year warranty) 5 Year |  | Shell Recharge Solutions | Shell Recharge Solutions |  | 9270 | 12764.1509
Shell Recharge Solutions | Category 3 - Installation | Maintenance | SKY Care HP Simultaneous Dispenser Comprehensive 1 Year | SKY Care HP Simultaneous Dispenser Comprehensive (pricing based on 5 year warranty) 1 Year |  | Shell Recharge Solutions | Shell Recharge Solutions |  | 5181 | 6212.3659
Shell Recharge Solutions | Category 3 - Installation | Maintenance | SKY Care HP Simultaneous Dispenser Comprehensive 2 Year | SKY Care HP Simultaneous Dispenser Comprehensive (pricing based on 5 year warranty) 2 Year |  | Shell Recharge Solutions | Shell Recharge Solutions |  | 10362 | 12424.7317
Shell Recharge Solutions | Category 3 - Installation | Maintenance | SKY Care HP Simultaneous Dispenser Comprehensive 3 Year | SKY Care HP Simultaneous Dispenser Comprehensive (pricing based on 5 year warranty) 3 Year |  | Shell Recharge Solutions | Shell Recharge Solutions |  | 15543 | 18637.0976
Shell Recharge Solutions | Category 3 - Installation | Maintenance | SKY Care HP Simultaneous Dispenser Comprehensive 4 Year | SKY Care HP Simultaneous Dispenser Comprehensive (pricing based on 5 year warranty) 4 Year |  | Shell Recharge Solutions | Shell Recharge Solutions |  | 20724 | 24849.4634
Shell Recharge Solutions | Category 3 - Installation | Maintenance | SKY Care HP Simultaneous Dispenser Comprehensive 5 Year | SKY Care HP Simultaneous Dispenser Comprehensive (pricing based on 5 year warranty) 5 Year |  | Shell Recharge Solutions | Shell Recharge Solutions |  | 25905 | 31061.8293
Shell Recharge Solutions | Category 3 - Installation | Maintenance | SKY Care HP Simultaneous Dispenser Critical 1 Year | SKY Care HP Simultaneous Dispenser Critical (pricing based on 5 year warranty) 1 Year |  | Shell Recharge Solutions | Shell Recharge Solutions |  | 7174 | 8602.1063
Shell Recharge Solutions | Category 3 - Installation | Maintenance | SKY Care HP Simultaneous Dispenser Critical 2 Year | SKY Care HP Simultaneous Dispenser Critical (pricing based on 5 year warranty) 2 Year |  | Shell Recharge Solutions | Shell Recharge Solutions |  | 14348 | 17204.2126
Shell Recharge Solutions | Category 3 - Installation | Maintenance | SKY Care HP Simultaneous Dispenser Critical 3 Year | SKY Care HP Simultaneous Dispenser Critical (pricing based on 5 year warranty) 3 Year |  | Shell Recharge Solutions | Shell Recharge Solutions |  | 21522 | 25806.3189
Shell Recharge Solutions | Category 3 - Installation | Maintenance | SKY Care HP Simultaneous Dispenser Critical 4 Year | SKY Care HP Simultaneous Dispenser Critical (pricing based on 5 year warranty) 4 Year |  | Shell Recharge Solutions | Shell Recharge Solutions |  | 28696 | 34408.4251
Shell Recharge Solutions | Category 3 - Installation | Maintenance | SKY Care HP Simultaneous Dispenser Critical 5 Year | SKY Care HP Simultaneous Dispenser Critical (pricing based on 5 year warranty) 5 Year |  | Shell Recharge Solutions | Shell Recharge Solutions |  | 35870 | 43010.5314
Shell Recharge Solutions | Category 3 - Installation | Maintenance | SKY Care Utilities 1 Year | SKY Care Utilities 1 Year |  | Shell Recharge Solutions | Shell Recharge Solutions |  | 99 | 99
Shell Recharge Solutions | Category 3 - Installation | Maintenance | SKY Care Utilities 2 Year | SKY Care Utilities 2 Year |  | Shell Recharge Solutions | Shell Recharge Solutions |  | 198 | 198
Shell Recharge Solutions | Category 3 - Installation | Maintenance | SKY Care Utilities 3 Year | SKY Care Utilities 3 Year |  | Shell Recharge Solutions | Shell Recharge Solutions |  | 297 | 297
Shell Recharge Solutions | Category 3 - Installation | Maintenance | SKY Care Utilities 4 Year | SKY Care Utilities 4 Year |  | Shell Recharge Solutions | Shell Recharge Solutions |  | 396 | 396
Shell Recharge Solutions | Category 3 - Installation | Maintenance | SKY Care Utilities 5 Year | SKY Care Utilities 5 Year |  | Shell Recharge Solutions | Shell Recharge Solutions |  | 495 | 495
Shell Recharge Solutions | Category 3 - Installation | Engineering | SVC-FCM-BESScstint-NON | Battery Energy Storage System Integration Service - Shell Recharge Solutions Non-Approved BESS | FCM-BESSstdint-SVC | Shell Recharge Solutions | Shell Recharge Solutions |  | 65760 | 90566.0377
Shell Recharge Solutions | Category 3 - Installation | Engineering | SVC-FCM-BESSstdint | Battery Energy Storage System Integration Service - Shell Recharge Solutions Approved BESS | FCM-BESSstdint-SVC | Shell Recharge Solutions | Shell Recharge Solutions |  | 2740 | 3773.5849
Shell Recharge Solutions | Category 3 - Installation | Engineering | SVC-FCM-INSTALL | Design and install services to implement FlexCharge Manager on site. Rate: $200/hr. Request quote. | FCM-Install | Shell Recharge Solutions | Shell Recharge Solutions |  | 274 | 377.3585
Shell Recharge Solutions | Category 3 - Installation | Engineering | Engineering: Design Drawings, Load Calculations, Plan Check, & Permit | Engineering: Design Drawings, Load Calculations, Plan Check, & Permit | SVC-Engineering | Shell Recharge Solutions | Shell Recharge Solutions |  | Cost + 10% | Cost + 20% | -
Shell Recharge Solutions | Category 3 - Installation | Engineering | Engineering: 30-Day Data Logging | Engineering: 30-Day Data Logging | SVC-Engineering | Shell Recharge Solutions | Shell Recharge Solutions |  | Cost + 10% | Cost + 20% | -
Shell Recharge Solutions | Category 3 - Installation | Engineering | Engineering: Project Management | Engineering: Project Management | SVC-Engineering | Shell Recharge Solutions | Shell Recharge Solutions |  | Cost + 15% | Cost + 25% | -
Shell Recharge Solutions | Category 3 - Installation | Installation | Installation: Construction Equipment & Labor | Installation: Construction Equipment & Labor | SVC-Install - Metro Area | Shell Recharge Solutions | Shell Recharge Solutions |  | Cost + 10% | Cost + 20% | -
Shell Recharge Solutions | Category 3 - Installation | Installation | Installation - Project Management | Installation - Project Management | SVC-Install - Metro Area | Shell Recharge Solutions | Shell Recharge Solutions |  | Cost + 15% | Cost + 25% | -
Shell Recharge Solutions | Category 3 - Installation | Installation | Installation: Construction Equipment & Labor | Installation: Construction Equipment & Labor | SVC-Install - Rural Area (> 2 Hr R/T) | Shell Recharge Solutions | Shell Recharge Solutions |  | Cost + 10% | Cost + 20% | -
Shell Recharge Solutions | Category 3 - Installation | Installation | Installation - Project Management | Installation - Project Management | SVC-Install - Rural Area (> 2 Hr R/T) | Shell Recharge Solutions | Shell Recharge Solutions |  | Cost + 15% | Cost + 25% | -
Shell Recharge Solutions | Category 3 - Installation | Installation | Harmonics Study- Data Logging Installation and Ongoing Reporting | Harmonics Study- Data Logging Installation and Ongoing Reporting | SVC-Install - Metro Area | Shell Recharge Solutions | Shell Recharge Solutions |  | Cost + 10% | Cost + 20% | -
Shell Recharge Solutions | Category 3 - Installation | Installation | Solar Panels/Equipment - Solar Panels/Inverter/Equipment related to EVSE projects with PV | Solar Panels/Equipment - Solar Panels/Inverter/Equipment related to EVSE projects with PV | SVC-Install - Metro Area | Shell Recharge Solutions | Shell Recharge Solutions |  | Cost + 10% | Cost + 20% | -
Shell Recharge Solutions | Category 3 - Installation | Installation | Energy Storage Batteries/Equipment - Battery/Inverter/Equipment related to EVSE projects with Energy Storage | Energy Storage Batteries/Equipment - Battery/Inverter/Equipment related to EVSE projects with Energy Storage | SVC-Install - Metro Area | Shell Recharge Solutions | Shell Recharge Solutions |  | Cost + 10% | Cost + 20% | -
Shell Recharge Solutions | Category 3 - Installation | Engineering | Harmonics Study- Data Logging Installation and Ongoing Reporting | Harmonics Study- Data Logging Installation and Ongoing Reporting | SVC-Install - Rural Area (> 2 Hr R/T) | Shell Recharge Solutions | Shell Recharge Solutions |  | Cost + 15% | Cost + 25% | -
Shell Recharge Solutions | Category 3 - Installation | Installation | Solar Panels/Equipment - Solar Panels/Inverter/Equipment related to EVSE projects with PV | Solar Panels/Equipment - Solar Panels/Inverter/Equipment related to EVSE projects with PV | SVC-Install - Rural Area (> 2 Hr R/T) | Shell Recharge Solutions | Shell Recharge Solutions |  | Cost + 15% | Cost + 25% | -
Shell Recharge Solutions | Category 3 - Installation | Installation | Energy Storage Batteries/Equipment - Battery/Inverter/Equipment related to EVSE projects with Energy Storage | Energy Storage Batteries/Equipment - Battery/Inverter/Equipment related to EVSE projects with Energy Storage | SVC-Install - Rural Area (> 2 Hr R/T) | Shell Recharge Solutions | Shell Recharge Solutions |  | Cost + 15% | Cost + 25% | -

## PSS
COMPANY NAME | CATEGORY | TYPE OF PRODUCT (EX. Type of Charger, hardware, software, etc. ) | PRODUCT NAME | PRODUCT DESCRIPTION | MODEL | MANUFACTURER | BRAND | PRODUCT CERTIFICATIONS | Contract Price | OLD MSRP | Shipping | NEW MSRP | Adjusted Contract Price | Change | # OF DAYS FOR DELIVERY AFTER ORDER RECEIPT
Puget Sound Solar |  | Chargepoint
Puget Sound Solar | 3 | Smart Level 2 | CT4011-GW1 | Single Output, Gateway Option, Bollard Unit - 208/240V @30A with Cord Management | CT4011-GW1 | ChargePoint | Chargepoint | UL 2594 UL 2231- UL 2231-2, NEC 625,FCC | 4897.25 | 5155 | 374 | 6385 | 6193.45 | 1296.2 | Variable
Puget Sound Solar | 3 | Smart Level 2 | CT4013-GW1 | Single Output, Gateway Option, Wall Mount Unit - 208/240V @30A with Cord Management | CT4013-GW1 | ChargePoint | Chargepoint | UL 2594 UL 2231- UL 2231-2, NEC 625,FCC | 4897.25 | 5155 | 374 | 6385 | 6193.45 | 1296.2 | Variable
Puget Sound Solar | 3 | Smart Level 2 | CT4021-GW1 | Dual Output, Gateway Option, Bollard Unit - 208/240V @30A with Cord Management | CT4021-GW1 | ChargePoint | Chargepoint | UL 2594 UL 2231- UL 2231-2, NEC 625,FCC | 6977.75 | 7345 | 374 | 9190 | 8914.3 | 1936.55 | Variable
Puget Sound Solar | 3 | Smart Level 2 | CT4023-GW1 | Dual Output, Gateway Option, Wall Mount Unit - 208/240V @30A with Cord Management | CT4023-GW1 | ChargePoint | Chargepoint | UL 2594 UL 2231- UL 2231-2, NEC 625,FCC | 6977.75 | 7345 | 374 | 9190 | 8914.3 | 1936.55 | Variable
Puget Sound Solar | 3 | Smart Level 2 | CT4025-GW1 | Dual Output, Gateway Option, Bollard Unit - 208/240V @30A with Cord Management, 23' Cords, 8' CMK | CT4025-GW1 | ChargePoint | Chargepoint | UL 2594 UL 2231- UL 2231-2, NEC 625,FCC | 7958.15 | 8377 | 374 | 10465 | 10151.05 | 2192.9 | Variable
Puget Sound Solar | 3 | Smart Level 2 | CT4027-GW1 | Dual Output Gateway Option, Wall Mount Unit - 208/240V @30A with Cord Management, 23' Cords, 8' CMK | CT4027-GW1 | ChargePoint | Chargepoint | UL 2594 UL 2231- UL 2231-2, NEC 625,FCC | 7958.15 | 8377 | 374 | 10465 | 10151.05 | 2192.9 | Variable
Puget Sound Solar | 3 | Installation Services | CT-4000 Installation (no 'make-ready') | CT-4000 Installation (no 'make-ready') per unit. all models | N/A | N/A | N/A | N/A | 860 | 860 | 0 | 1200 | 1164 | 304 | Variable
Puget Sound Solar | 3 | Accessory | CT4000-PMGMT | CT4000 Power Management Kit. Both ports on a dual port station can share a single 40A circuit (Power Share) | CT4000-PMGMT | ChargePoint | Chargepoint |  | 46.8217 | 49.286 | 5 | 75 | 72.75 | 25.9283
Puget Sound Solar | 3 | Accessory | CT4001-CCM | Bollard Concrete Mounting Kit. Bolts: 5/8 - 11 x 9, F1554 Grade 55 hot-dipped galvanized threaded bolts - 3 ea. Nuts: 5/8 - Heavy Galvanized Hex Nuts (DH Rated) - 12 ea. Washers: Galvanized Washers (ASTM F436) - 9 ea. Plastic Template - 1 ea | CT4001-CCM | ChargePoint | Chargepoint |  | 90.25 | 95 | 0 | 95 | 92.15 | 1.9
Puget Sound Solar | 2 | Service Plan | CT4000-ASSURE1 | 1 year Prepaid Assure Plan CT4000 (complete maintenance and repair service) | CT4000-ASSURE1 | ChargePoint | Chargepoint | Priced per station | 740 | 740 | 0 | 775 | 751.75 | 11.75 | n/a
Puget Sound Solar | 2 | Service Plan | CT4000-ASSURE2 | 2 year Prepaid Assure Plan CT4000 (complete maintenance and repair service) | CT4000-ASSURE2 | ChargePoint | Chargepoint | Priced per station | 1410 | 1410 | 0 | 1480 | 1435.6 | 25.6 | n/a
Puget Sound Solar | 2 | Service Plan | CT4000-ASSURE3 | 3 year Prepaid Assure Plan CT4000 (complete maintenance and repair service) | CT4000-ASSURE3 | ChargePoint | Chargepoint | Priced per station | 2064 | 2064 | 0 | 2165 | 2100.05 | 36.05 | n/a
Puget Sound Solar | 2 | Service Plan | CT4000-ASSURE4 | 4 year Prepaid Assure Plan CT4000 (complete maintenance and repair service) | CT4000-ASSURE4 | ChargePoint | Chargepoint | Priced per station | 2460 | 2460 | 0 | 2585 | 2507.45 | 47.45 | n/a
Puget Sound Solar | 2 | Service Plan | CT4000-ASSURE5 | 5 year Prepaid Assure Plan CT4000 (complete maintenance and repair service) | CT4000-ASSURE5 | ChargePoint | Chargepoint | Priced per station | 2495 | 2495 | 0 | 2620 | 2541.4 | 46.4 | n/a
Puget Sound Solar | 2 | Service Plan | CPCLD-COMMERCIAL-1 | 1yr Prepaid Commercial Cloud Plan | CPCLD-COMMERCIAL-1 | Chargepoint | Chargepoint | Sold per Port | 329 | 329 | 0 | 345 | 334.65 | 5.65 | n/a
Puget Sound Solar | 2 | Service Plan | CPCLD-COMMERCIAL-2 | 2yr Prepaid Commercial Cloud Plan | CPCLD-COMMERCIAL-2 | Chargepoint | Chargepoint | Sold per Port | 629 | 629 | 0 | 660 | 640.2 | 11.2 | n/a
Puget Sound Solar | 2 | Service Plan | CPCLD-COMMERCIAL-3 | 3yr Prepaid Commercial Cloud Plan | CPCLD-COMMERCIAL-3 | Chargepoint | Chargepoint | Sold per Port | 889 | 889 | 0 | 935 | 906.95 | 17.95 | n/a
Puget Sound Solar | 2 | Service Plan | CPCLD-COMMERCIAL-4 | 4yr Prepaid Commercial Cloud Plan | CPCLD-COMMERCIAL-4 | Chargepoint | Chargepoint | Sold per Port | 1119 | 1119 | 0 | 1175 | 1139.75 | 20.75 | n/a
Puget Sound Solar | 2 | Service Plan | CPCLD-COMMERCIAL-5 | 5yr Prepaid Commercial Cloud Plan | CPCLD-COMMERCIAL-5 | Chargepoint | Chargepoint | Sold per Port | 1319 | 1319 | 0 | 1385 | 1343.45 | 24.45 | n/a
Puget Sound Solar | 2 | Service Plan | CPCLD-ENTERPRISE-1 | 1yr Prepaid Enterprise Cloud Plan | CPCLD-ENTERPRISE-1 | Chargepoint | Chargepoint | Sold per Port | 479 | 479 | 0 | 479 | 479 | 0 | n/a
Puget Sound Solar | 2 | Service Plan | CPCLD-ENTERPRISE-2 | 2yr Prepaid Enterprise Cloud Plan | CPCLD-ENTERPRISE-2 | Chargepoint | Chargepoint | Sold per Port | 909 | 909 | 0 | 909 | 909 | 0 | n/a
Puget Sound Solar | 2 | Service Plan | CPCLD-ENTERPRISE-3 | 3yr Prepaid Enterprise Cloud Plan | CPCLD-ENTERPRISE-3 | Chargepoint | Chargepoint | Sold per Port | 1289 | 1289 | 0 | 1289 | 1289 | 0 | n/a
Puget Sound Solar | 2 | Service Plan | CPCLD-ENTERPRISE-4 | 4yr Prepaid Enterprise Cloud Plan | CPCLD-ENTERPRISE-4 | Chargepoint | Chargepoint | Sold per Port | 1629 | 1629 | 0 | 1629 | 1629 | 0 | n/a
Puget Sound Solar | 2 | Service Plan | CPCLD-ENTERPRISE-5 | 5yr Prepaid Enterprise Cloud Plan | CPCLD-ENTERPRISE-5 | Chargepoint | Chargepoint | Sold per Port | 1919 | 1919 | 0 | 1919 | 1919 | 0 | n/a
Puget Sound Solar | 3 | Validation Service | CPSUPPORT-ACTIVE | Initial Station Activation & Configuration Service includes activation of cloud services and configuration of radio groups, custom groups, connections, access control, visibility control, pricing, reports and alerts. One time initial service per station. | CPSUPPORT-ACTIVE | ChargePoint | Chargepoint |  | 349 | 349 | 0 | 349 | 349 | 0 | n/a
Puget Sound Solar | 3 | Validation Service | CT4000-INSTALLVALID | Customer works with their own contractor to perform the all construction to the point where the stations can be bolted down and connected. ChargePoint will engage one of their O&M Partners to install the station on the prepared site and validation of electrical capacity, transformers, panels, breakers, wiring, cellular coverage and that station installation meets all ChargePoint published requirements and local codes. A successful Site Validation is a prerequisite to purchase ChargePoint Assure. INSTALLVALID is priced per station. | CT4000-INSTALLVALID | ChargePoint | Chargepoint |  | 1200 | 1200 | 0 | 1200 | 1200 | 0 | Variable
Puget Sound Solar | 3 | Validation Service | CPSUPPORT-SITEVALID | "On-site validation for a customer not using an O&M Partner or self-validating Channel Partner to perform the construction and station installation: used to validate the installation has been performed per ChargePoint published requirements. The on-site validation consists of checking electrical capacity, transformers, panels, breakers, wiring, cellular coverage, and that the station installation meets all ChargePoint published requirements and local codes. A site is defined as a group of stations that are installed within 150 feet of each other. A successful Site Validation is a prerequisite to purchase ChargePoint Assure. CPSUPPORT-SITEVALID is priced for up to 5 stations that exist within the same 150 feet group of stations. | CPSUPPORT-SITEVALID | ChargePoint | Chargepoint |  | 599 | 599 | 0 | 599 | 599 | 0 | 7 days
Puget Sound Solar | 3 | Smart Level 2 | CPF50-L23-PEDMNT-CMK8 | Single Port, Pedestal Mount, 50A, Type 1, Cable 23', Single Phase Charger with 8' Cable Management Kit. Unit ships in 5 separate boxes. See | CPF50-L23-PEDMNT-CMK8 | Chargepoint | Chargepoint | UL 2594 UL 2231- UL 2231-2, NEC 625,FCC | 3733.5 | 3930 | 374 | 6830 | 6999.1 | 3265.6 | Variable
Puget Sound Solar | 3 | Smart Level 2 | CPF50-L18 WALLMNT-CMK6 | Single Port, Wall Mount, 50A, Type 1, Cable 18', Single Phase Charger. Unit ships in 3 separate boxes. See invoice or packing slip for details. | CPF50-L18 WALLMNT-CMK6 | Chargepoint | Chargepoint | UL 2594 UL 2231- UL 2231-2, NEC 625,FCC | 2498.5 | 2630 | 155 | 3355 | 3409.35 | 910.85 | Variable
Puget Sound Solar | 3 | Smart Level 2 | CPF50-L23 WALLMNT-CMK8 | Single Port, Wall Mount, 50A, Type 1, Cable 23', Single Phase Charger with 8' Cable Management Kit. | CPF50-L23 WALLMNT-CMK8 | Chargepoint | Chargepoint | UL 2594 UL 2231- UL 2231-2, NEC 625,FCC | 3116 | 3280 | 374 | 4180 | 4428.6 | 1312.6 | Variable
Puget Sound Solar | 3 | Smart Level 2 | CPF50-L18-PEDMNT- Dual | Dual Port, Pedestal Mount, 50A, Type 1, Cable 18', Single Phase Charger. Unit ships in 5 separate boxes | CPF50-L18-PEDMNT- Dual | Chargepoint | Chargepoint | UL 2594 UL 2231- UL 2231-2, NEC 625,FCC | 3586.25 | 3775 | 374 | 5930 | 6126.1 | 2539.85 | Variable
Puget Sound Solar | 3 | Smart Level 2 | CPF50-L23-PEDMNT-Dual | Dual Port, Pedestal Mount, 50A, Type 1, Cable 23', Single Phase Charger. Unit ships in 5 separate boxes | CPF50-L23-PEDMNT-Dual | Chargepoint | Chargepoint | UL 2594 UL 2231- UL 2231-2, NEC 625,FCC | 3681.25 | 3875 | 374 | 6830 | 6999.1 | 3317.85 | Variable
Puget Sound Solar | 3 | Smart Level 2 | CPF50-L18-PEDMNT-CMK6-Dual | Dual Port, Pedestal Mount, 50A, Type 1, Cable 18', Single Phase Charger with 6' Cable Management Kit | CPF50-L18-PEDMNT-CMK6-Dual | Chargepoint | Chargepoint | UL 2594 UL 2231- UL 2231-2, NEC 625,FCC | 4422.25 | 4655 | 374 | 5930 | 6126.1 | 1703.85 | Variable
Puget Sound Solar | 3 | Smart Level 2 | CPF50-L23-PEDMNT-CMK8-Dual | Dual Port, Pedestal Mount, 50A, Type 1, Cable 23', Single Phase Charger with 8' Cable Management Kit. Unit ships in 6 separate boxes. | CPF50-L23-PEDMNT-CMK8-Dual | Chargepoint | Chargepoint | UL 2594 UL 2231- UL 2231-2, NEC 625,FCC | 5087.25 | 5355 | 374 | 6830 | 6999.1 | 1911.85 | Variable
Puget Sound Solar | 3 | Installation Services | CPF50 Intallation (no 'make-ready') | CPF50 Installation with no 'make-ready' per unit, all models | N/A | N/A | N/A |  | 450 | 450 | 0 | 650 | 630.5 | 180.5 | Variable
Puget Sound Solar | 3 | Installation Services | CPF50 with CMK install | Install CPF50 with CMK (no 'make-ready') | Installation | ChargePoint | Chargepoint | n/a | 650 | 650 | 0 | 699 | 678.03 | 28.03 | Variable
Puget Sound Solar | 3 | Accessory | CPGW1-LTE | The ChargePoint Gateway provides connectivity for CPF50 to ChargePoint's Cloud via a cell to Wi-Fi modem. One gateway can provide connectivity up-to 9 CPF50 ports that are within 150 feet line of sight of the gateway. A gateway must be ordered for a new site, or if the site exceeds more than 9 ports, or if the CPF50 is installed more than 150 feet from the existing gateway. | CPGW1-LTE | ChargePoint | Chargepoint | UL 2594 UL 2231- UL 2231-2, NEC 625,FCC | 0 | 0 |  |  | 0 | 0 | Variable
Puget Sound Solar | 3 | Service Plan | CPF-ASSURE1 | 1 year Prepaid Assure Plan CPF50 (complete maintenance and repair service) | CPF_ASSURE1 | ChargePoint | Chargepoint | n/a | 200 | 200 | 0 | 210 | 203.7 | 3.7 | n/a
Puget Sound Solar | 3 | Service Plan | CPF-ASSURE2 | 2 year Prepaid Assure Plan CPF50 (complete maintenance and repair service) | CPF-ASSURE2 | ChargePoint | Chargepoint | n/a | 350 | 350 | 0 | 370 | 358.9 | 8.9 | n/a
Puget Sound Solar | 3 | Service Plan | CPF-ASSURE3 | 3 year Prepaid Assure Plan CPF50 (complete maintenance and repair service) | CPF-ASSURE3 | ChargePoint | Chargepoint | n/a | 510 | 510 | 0 | 535 | 518.95 | 8.95 | n/a
Puget Sound Solar | 3 | Service Plan | CPF-ASSURE4 | 4 year Prepaid Assure Plan CPF50 (complete maintenance and repair service) | CPF-ASSURE4 | ChargePoint | Chargepoint | n/a | 660 | 660 | 0 | 695 | 674.15 | 14.15 | n/a
Puget Sound Solar | 3 | Service Plan | CPF-ASSURE5 | 5 year Prepaid Assure Plan CPF50 (complete maintenance and repair service) | CPF-ASSURE5 | ChargePoint | Chargepoint | n/a | 675 | 675 | 0 | 710 | 688.7 | 13.7 | n/a
Puget Sound Solar | 2 | Fleet Network Service | CPCLD-POWER-1 | 1yr Prepaid Power Cloud Plan, Available for CPF stations only | CPCLD-POWER-1 | ChargePoint | Chargepoint | n/a | 219 | 219 | 0 | 230 | 223.1 | 4.1 | n/a
Puget Sound Solar | 2 | Fleet Network Service | CPCLD-POWER-2 | 2 yr Prepaid Power Cloud Plan, Available for CPF stations only | CPCLD-POWER-2 | ChargePoint | Chargepoint | n/a | 419 | 419 | 0 | 440 | 426.8 | 7.8 | n/a
Puget Sound Solar | 2 | Fleet Network Service | CPCLD-POWER-3 | 3 yr Prepaid Power Cloud Plan, Available for CPF stations only | CPCLD-POWER-3 | ChargePoint | Chargepoint | n/a | 589 | 589 | 0 | 620 | 601.4 | 12.4 | n/a
Puget Sound Solar | 2 | Fleet Network Service | CPCLD-POWER-4 | 4 yr Prepaid Power Cloud Plan, Available for CPF stations only | CPCLD-POWER-4 | ChargePoint | Chargepoint | n/a | 739 | 739 | 0 | 775 | 751.75 | 12.75 | n/a
Puget Sound Solar | 2 | Fleet Network Service | CPCLD-POWER-5 | 5 yr Prepaid Power Cloud Plan, Available for CPF stations only | CPCLD-POWER-5 | ChargePoint | Chargepoint | n/a | 879 | 879 | 0 | 925 | 897.25 | 18.25 | n/a
Puget Sound Solar | 3 | Validation Service | CPSUPPORT-SITEVALID | Customer works with their own contractor to perform the construction and station installation. CPSUPPORT-SITEVALID is used to validate that a customer installation has been performed per ChargePoint published requirements. The on-site validation of electrical capacity, transformers, panels, breakers, wiring, cellular coverage and that the station installation meets all ChargePoint published requirements and local codes. A site is defined as a group of stations all connected to the same gateway station. To be used when the customer is not using an O&M Partner or self-validating Channel Partner to install their stations. A successful Site Validation is a prerequisite to purchase ChargePoint Assure. CPSUPPORT-SITEVALID is priced per gateway station. | CPSUPPORT-SITEVALID | ChargePoint | Chargepoint | n/a | 599 | 599 | 0 | 599 | 599 | 0 | 7 days
Puget Sound Solar | 3 | Validation Service | CPF-INSTALLVALID, CT4000-INSTALLVALID | Customer works with their own contractor to perform the all construction to the point where the stations can be bolted down and connected. ChargePoint will engage one of their O&M Partners to install the station on the prepared site and validation of electrical capacity, transformers, panels, breakers, wiring, cellular coverage and that station installation meets all ChargePoint published requirements and local codes. A successful Site Validation is a prerequisite to purchase ChargePoint Assure. INSTALLVALID is priced per station. | CPF-INSTALLVALID, CT4000-INSTALLVALID | ChargePoint | Chargepoint | n/a | 1200 | 1200 | 0 | 1200 | 1200 | 0 | Variable
Puget Sound Solar | 2 | Activation Service | CPSUPPORT-ACTIVE | Initial Station Activation & Configuration Service includes activation of cloud services and configuration of radio groups, custom groups, connections, access control, visibility control, pricing, reports and alerts. One time initial service per station. | CPSUPPORT-ACTIVE | ChargePoint | Chargepoint | n/a | 349 | 349 | 0 | 349 | 338.53 | -10.47 | n/a
Puget Sound Solar | 3 | DC Fast Charger | CPE250C-625-CCS1-CHD | DC Fast Charger, CP Express 250 Station (62.5 kW) includes Express 250 Station (US version), 2x Power Modules, 1x CCS1 cable, 1x CHAdeMO cable. | CPE250C-CCS1-CHD | ChargePoint | Chargepoint | UL 2202, UL 2231-1, UL 2231-2,NEC 625,FCC | 38760 | 40800 | 374 | 44065 | 43117.05 | 4357.05 | 20 weeks
Puget Sound Solar | 3 | DC Fast Charger | CPE250C-625-CCS1-200A-CHD | DC Fast Charger for pairing, CP Express 250 Station (62.5 kW) includes Express 250 Station (US version), 2x Power Modules, 1x CCS1 cable, 1x CHAdeMO cable. | CPE250C-625-CCS1-200A-CHD | ChargePoint | Chargepoint | UL 2202, UL 2231-1, UL 2231-2,NEC 625,FCC | 38760 | 40800 | 374 | 44065 | 43117.05 | 4357.05 | 20 weeks
Puget Sound Solar | 3 | DC Fast Charger | CPE250C-625-ENABLE | Enable upgrade of CPE250 from 50 kW to 62.5 kW | CPE250C-625-ENABLE | ChargePoint | Chargepoint |  | 4750 | 5000 | 374 | 5000 | 5224 | 474 | n/a
Puget Sound Solar | 3 | Accessory | CPE250-PAIRINGKIT-F | The kit required for each CPE250 station that is to be installed in a paired configuration. One kit per station. |  | ChargePoint | Chargepoint |  | 475 | 500 | 374 | 540 | 897.8 | 422.8 | n/a
Puget Sound Solar | 3 | Accessory | CPE250-4/0LUGS-F | 4/0 T&B lugs used in pairing of CPE250. Includes 4 lugs per pack. One pack per station |  | ChargePoint | Chargepoint | UL 2202, UL 2231-1, UL 2231-2,NEC 625,FCC | 0 | 0 | 0 | 0 | 0 | 0 | n/a
Puget Sound Solar | 3 | Accessory | CPE250-3/0LUGS-F | 3/0 T&B lugs used in pairing of CPE250. Includes 4 lugs per pack. One pack per station |  | ChargePoint | Chargepoint | UL 2202, UL 2231-1, UL 2231-2,NEC 625,FCC | 0 | 0 | 0 | 0 | 0 | 0 | n/a
Puget Sound Solar | 3 | Accessory | CPE250-Adapter | Adapter that allows a CPE250 to be installed on a concrete base/pad designed for CPE200, Black |  | ChargePoint | Chargepoint | UL 2202, UL 2231-1, UL 2231-2,NEC 625,FCC | 760 | 800 | 5 | 865 | 844.05 | 84.05 | Variable
Puget Sound Solar | 3 | DC Fast Charger | EXPP-PB1000-350A-PD | The Power Block is the physical enclosure for Power Modules. A Power Block can hold up to 5 PowerModules, Power Modules sold separately. EXPP-BLOCK-350A-PD is rated or 350A. The Power Block Mounting Kit (EXPP-BLOCK-CMT) is required but not included. | PB1000-350A-PD |  |  |  | 23393.75 | 24625 | 350 | 24625 | 24236.25 | 842.5 | Variable
Puget Sound Solar | 3 | Service Plan | EXPP-PL1000-DCASSURE-5 | 5 prepaid years of ChargePoint Assure for the Dual Cable EXPP-PL1000. Includes Parts and Labor Warranty, Remote Technical Support, On-Site Repairs when needed, Unlimited Configuration Changes, and Reporting. | PL1000-DCASSURE-5 |  |  |  | NEW | 8500 | 0 | 8500 | 8245 |  | n/a
Puget Sound Solar | 3 | Validation Service | EXPP-PL1000- COMMISSIONING | This service includes onsite validation of electrical capacity, transformers, panels, breakers, wiring, cellular coverage so that the station meets all ChargePoint and local code requirements. A final Commissioning Report will be provided to the customer. Note that if commissioning cannot be performed due to site or installation deficiencies for which ChargePoint is not responsible, the customer will incur a rescheduling fee to cover redeployment costs. Priced per Express Plus Block. | PL1000- COMMISSIONING |  |  |  | NEW | 1400 |  | 1400 | 1358 |  | n/a
Puget Sound Solar | 3 | DC Fast Charger | EXPP-PL1021B-5A1S1- 2A3S1 | Express Plus Power Link PL1000 series, North America, 1x CCS1 350A 4.5m cable, 1x CHAdeMO 200A 4.5m cable, 2 Holsters, 2.4m Cable management kit, Pedestal, 200mm (8") Touch Display, ChargePoint signage, Contactless credit card and RFID reader, Cellular/WiFi, UL listed, Single input, 1 year warranty. Requires at least one Power Block with Power Modules | PL1021B-5A1S1- 2A3S1 |  |  |  | NEW |  | 350 | 23650 | 23290.5 |  | Variable
Puget Sound Solar | 3 | Accessory | DC-UNIVERSAL-CMTMETRIC | Required metal bracket to align conduits and mounting bolts for DC power delivery products when cable entrance is from below. This bracket is to be installed into the foundation before the concrete pad is poured. Metric Units. Required for CPE250 and PDD series. | DC-UNIVERSAL-CMTMETRIC |  |  |  | NEW |  | 0 | 0 | 0 |  | Variable
Puget Sound Solar | 3 | Accessory | EXPP-PB1000-CMT | Metal bracket required for proper alignment of conduits and bolt locations for positioning CP Express Power Block. Required for Power Block. Power Block soldseparately. | PB1000-CMT |  |  |  | NEW |  |  |  | 0 |  | Variable
Puget Sound Solar | 3 | Service Plan | CPCLD-ENTERPRISEEXPP- 5 | Enterprise Cloud Plan subscription with advanced station management features such as: Custom Video uploads, and Automatic Software Updates, driver and fleet management features including: Access Control and Pricing & Automatic Payment Collection, as well as advanced energy and power management features which include: Time of Use Power Sharing and Energy Management APIs. Realtime dashboards and reports provided for applicable features including 15 min meter data readings and associated advanced energy reports. | CPCLD-ENTERPRISEEXPP- 5 |  |  |  | NEW | 5999 | 0 | 5999 | 5819.03 |  | n/a
Puget Sound Solar | 3 | Service Plan | CPSUPPORT-ACTIVE | Initial Station Activation & Configuration Service includes activation of cloud services and configuration of radio groups, custom groups, connections, access control, visibility control, pricing, reports and alerts. One time initial service per station | CPSUPPORT-ACTIVE |  |  |  | NEW | 349 | 0 | 349 | 349 |  | n/a
Puget Sound Solar | 3 | DC Fast Charger | CPE250 | CPE250 Hardware | CPE250C-625-CCS1-200A-FTA | 58495 | CPE250 | CPE250 Hardware | NEW | 58495 | 350 | 58495 | 57090.15 |  | Variable
Puget Sound Solar | 3 | DC Fast Charger | CPE250 | CPE250 Hardware | CPE250C-625-CCS1-200A-CHD-FHWA | 59770 | CPE250 | CPE250 Hardware | NEW | 59770 | 350 | 59770 | 58326.9 |  | Variable
Puget Sound Solar | 3 | DC Fast Charger | CPE250 | CPE250 Hardware | CPE250C-625-CCS1-200A-FHWA | 59770 | CPE250 | CPE250 Hardware | NEW | 59770 | 350 | 59770 | 58326.9 |  | Variable
Puget Sound Solar | 3 | DC Fast Charger | CPE250 | CPE250 Hardware | CPE250C-625-CCS1-200A-CHIP | 54520 | CPE250 | CPE250 Hardware | NEW | 54520 | 350 | 54520 | 53234.4 |  | Variable
Puget Sound Solar | 3 | DC Fast Charger | CPE250 | CPE250 Hardware | CPE250C-625-CCS1-200A-CHD-CHIP | 54520 | CPE250 | CPE250 Hardware | NEW | 54520 | 350 | 54520 | 53234.4 |  | Variable
Puget Sound Solar | 3 | DC Fast Charger | CPE250 | CPE250 Hardware | CPE250C-625-CCS1-200A-CHD-CHIP-PD | 54520 | CPE250 | CPE250 Hardware | NEW | 54520 | 350 | 54520 | 53234.4 |  | Variable
Puget Sound Solar | 3 | DC Fast Charger | CPE250 | CPE250 Hardware | CPE250C-625-CCS1-200A-CHIP-PD | 54520 | CPE250 | CPE250 Hardware | NEW | 54520 | 350 | 54520 | 53234.4 |  | Variable
CPE250 | CPE250 Hardware | CPE250C-625-CCS1-200A-CHD | CPE250 | CPE250 Hardware | CPE250C-625-CCS1-200A-CHD | 52000 | CPE250 | CPE250 Hardware | NEW | 52000 | 350 | 52000 | 50790 |  | Variable
CPE250 | CPE250 Hardware | CPE250C-625-CCS1-200A-CHD-FTA | CPE250-CMT-IMPERIAL | Concrete Mounting Template used for the base mounting for the CPE250 and Express Plus Stations and is used to align conduits and mounting bolts. This template is to be installed into the foundation before the concrete pad is poured. Imperial Units (feet and inches).. Included with the CPE250. Required for CPE200 swap to CPE250. If replacement CMT is needed, order CPE250-CMT-IMPERIAL-RP | CPE250-CMT-IMPERIAL | ChargePoint | Chargepoint | UL 2202, UL 2231-1, UL 2231-2,NEC 625,FCC | 0 | 0 | 0 | 0 | 0 | 0
CPE250 | CPE250 Hardware | CPE250C-625-CCS1-200A-FTA | CPE250-CMT-IMPERIAL-RP | Replacement Concrete Mounting Template used for the base mounting for the CPE250 and Express Plus Stations |  | ChargePoint | Chargepoint | UL 2202, UL 2231-1, UL 2231-2,NEC 625,FCC | 759.05 | 799 | 0 | 799 | 775.03 | 15.98
CPE250 | CPE250 Hardware | CPE250C-625-CCS1-200A-CHD-FHWA | CPE250-INSTALLVALID | Customer works with their own contractor to perform the all construction to the point where the stations can be bolted down and connected. ChargePoint will engage one of their O&M Partners to install the station on the prepared site and validation of electrical capacity, transformers, panels, breakers, wiring, cellular coverage and that station installation meets all ChargePoint published requirements and local codes. A successful Site Validation is a prerequisite to purchase ChargePoint Assure. CPE250-INSTALLVALID is priced per CPE250 station (Not applicable for Express Plus installations). | CPE250-INSTALLVALID | ChargePoint | Chargepoint | n/a | 3500 | 3500 | 0 | 4350 | 4219.5 | 719.5
CPE250 | CPE250 Hardware | CPE250C-625-CCS1-200A-FHWA | CPEXPRESS-SITEVALID | See CPSUPPORT-SITEVALID | CPEXPRESS-SITEVALID | ChargePoint | Chargepoint | For TWO power modules | 600 | 600 | 0 | 4350 | 4219.5 | 3619.5
CPE250 | CPE250 Hardware | CPE250C-625-CCS1-200A-CHIP | CPE250-NEW-PAIRED-INSTALLVALID | For a new CPE250 paired installation, the CPE250-NEW-PAIRED-INSTALLVALID will have a ChargePoint O&M partner install both CPE250 stations for pairing and, if needed, the CPE250-PAIRINGKIT-F. The CPE250-PAIRINGKIT-F is purchased separately. CPE250-NEW-PAIRED-INSTALLVALID assumes that the customer has prepped the site for the paired CPE250 installation as defined in the site prep guide and to all the local codes and is priced for 1 paired installation (2 stations). | CPE250-NEW-PAIRED-INSTALLVALID | ChargePoint | Chargepoint | Two Stations | 7000 | 7000 | 0 | 7865 | 7629.05 | 629.05
CPE250 | CPE250 Hardware | CPE250C-625-CCS1-200A-CHD-CHIP | CPE250-ENABLED-PAIRED-INSTALLVALID | For an existing site, where two installed CPE250 stations are to be paired, the CPE250-ENABLE-PAIRED-INSTALLVALID will have a ChargePoint O&M partner install the CPE250-PAIRINGKIT-F (purchased separately), update firmware required for pairing and will connect the appropriate cables for communication and DC power sharing. CPE250-ENABLE-PAIRED-INSTALLVALID assumes that the two stations are already installed (they will not be moved) and that the conduit required for paring is in place as specified by the site design guide and is priced for 1 paired installation (2 stations). | CPE250-ENABLED-PAIRED-INSTALLVALID | ChargePoint | Chargepoint | Two Stations | 2000 | 2000 | 0 | 2000 | 2000 | 0
CPE250 | CPE250 Hardware | CPE250C-625-CCS1-200A-CHD-CHIP-PD | CPSUPPORT-ACTIVE | Initial Station Activation & Configuration Service includes activation of cloud services and configuration of radio groups, custom groups, connections, access control, visibility control, pricing, reports and alerts. One time initial service per station. | CPSUPPORT-ACTIVE | ChargePoint | Chargepoint | n/a | 349 | 349 | 0 | 349 | 349 | 0
CPE250 | CPE250 Hardware | CPE250C-625-CCS1-200A-CHIP-PD | CPCLD-ENTERPRISE-DC-1 | 1yr Prepaid, DC, Commercial Cloud Plan | CPCLD-COMMERCIAL-DC-1 | ChargePoint | Chargepoint | n/a | 1199 | 1199 | 0 | 1199 | 1199 | 0
|  |  | CPCLD-ENTERPRISE-DC-2 | 2yr Prepaid, DC, Commercial Cloud Plan | CPCLD-COMMERCIAL-DC-2 | ChargePoint | Chargepoint | n/a | 2279 | 2279 | 0 | 2279 | 2279 | 0
Puget Sound Solar | 3 | Accessory | CPCLD-ENTERPRISE-DC-3 | 3yr Prepaid, DC, Commercial Cloud Plan | CPCLD-COMMERCIAL-DC-3 | ChargePoint | Chargepoint | n/a | 3239 | 3239 | 0 | 3239 | 3239 | 0
Puget Sound Solar | 3 | Accessory | CPCLD-ENTERPRISE-DC-4 | 4yr Prepaid, DC, Commercial Cloud Plan | CPCLD-COMMERCIAL-DC-4 | ChargePoint | Chargepoint | n/a | 4079 | 4079 | 0 | 4079 | 4079 | 0
Puget Sound Solar | 3 | Validation Service | CPCLD-ENTERPRISE-DC-5 | 5yr Prepaid, DC, Commercial Cloud Plan | CPCLD-COMMERCIAL-DC-5 | ChargePoint | Chargepoint | n/a | 4799 | 4799 | 0 | 4799 | 4799 | 0
Puget Sound Solar | 3 | Validation Service | CPE250-ASSURE-1 | 1 year Prepaid Assure Plan for CPE250 (complete maintenance and repair service) | EXPRESS-ASSURE1 | ChargePoint | Chargepoint | For TWO power modules | 4200 | 4200 | 0 | 4410 | 4277.7 | 77.7
Puget Sound Solar | 3 | Validation Service | CPE250-ASSURE-2 | 2 year Prepaid Assure Plan for CPE250 (complete maintenance and repair service) | EXPRESS-ASSURE2 | ChargePoint | Chargepoint | For TWO power modules | 8000 | 8000 | 0 | 8400 | 8148 | 148
Puget Sound Solar | 3 | Validation Service | CPE250-ASSURE-3 | 3 year Prepaid Assure Plan for CPE250 (complete maintenance and repair service) | EXPRESS-ASSURE3 | ChargePoint | Chargepoint | For TWO power modules | 11100 | 11100 | 0 | 11655 | 11305.35 | 205.35
Puget Sound Solar | 3 | Validation Service | CPE250-ASSURE-4 | 4 year Prepaid Assure Plan for CPE250 (complete maintenance and repair service) | EXPRESS-ASSURE4 | ChargePoint | Chargepoint | For TWO power modules | 13600 | 13600 | 0 | 14280 | 13851.6 | 251.6
Puget Sound Solar | 2 | Network Service | CPE250-ASSURE-5 | 5 year Prepaid Assure Plan for CPE250 (complete maintenance and repair service) | EXPRESS-ASSURE5 | ChargePoint | Chargepoint | For TWO power modules | 15500 | 15500 | 0 | 16275 | 15786.75 | 286.75
Puget Sound Solar | 2 | Network Service | ChargePoint Card in Mailing Folder | Key Fob Size - Order in multiples of 25 ChargePoint Card in Mailing Folders (RFID) - | CT1000-CPCMF-CNCP00K | ChargePoint | Chargepoint | n/a | 4.75 | 5 | 0 | 6 | 5.82 | 1.07
Puget Sound Solar | 2 | Network Service | CT1000-CPCMF-CPFL00K | The ChargePoint Fleet Card Kit includes 10 Fleet Cards for charging fleet vehicles. Fleet managers log into the admin portal to set up the fleet cards and associate each card with a fleet vehicle. The Card Kit enables managers to track and manage all fleet vehicle charging within the admin portal. The Fleet Cards can be used at stations owned by the organization or public ChargePoint stations. | CT1000-CPCMF-CPFL00K | ChargePoint | Chargepoint | n/a | 61.75 | 65 | 0 | 70 | 67.9 | 6.15
Puget Sound Solar | 3 | Validation Service | Services | This service includes on-site validation of electrical capacity, transformers, panels, breakers, wiring, cellular coverage so that the station meets all ChargePoint and local code requirements. A final Commissioning Report will be provided to the customer. Note that if Commissioning cannot be performed due to site or installation deficiencies for which ChargePoint is not responsible, the customer will incur a rescheduling fee to cover redeployment costs. Priced per Express Plus Block. | EXPP-BLOCK-COMMISSIONING |  |  |  | NEW |  | 0 | 1400 | 1358 | n/a
Puget Sound Solar | 3 | Validation Service | Services | This service includes both the Installation and Commissioning of the Express Plus Block. Commissioning is required for all Express Plus Blocks. Customers must work with their contractor to perform all construction (the ?make ready?) up to the point where the Express Plus Block can be bolted down and connected. ChargePoint will then perform the on-site validation of electrical capacity, transformers, panels, breakers, wiring, cellular coverage so that they meet all ChargePoint and local code requirements, then install and commission the station. Before installation can begin, ChargePoint requires the customer?s ?make ready? contractor to submit evidence of adherence to ChargePoint?s standards and specifications. A final Commissioning Report will be provided to the customer. Note that if Commissioning cannot be performed due to site or installation deficiencies for which ChargePoint is not responsible, the customer will incur a rescheduling fee to cover redeployment costs. Priced per Express Plus Block. | EXPP-BLOCK-INSTALL-COMMISSIONING |  |  |  | NEW |  | 0 | 3400 | 3298 | n/a
Puget Sound Solar | 3 | DC Fast Charger | EXPP Hardware | The Power Block is the physical enclosure for Power Modules. A Power Block can hold up to 5 Power Modules, Power Modules sold separately. EXPP-BLOCK-200A-PD is rated for 200A. The Power Block Mounting Kit (EXPP-BLOCK-CMT) is required but not included. | EXPP-PB1000-200A-PD |  |  |  | NEW |  | 374 | 29060 | 28562.2 | n/a
Puget Sound Solar | 3 | DC Fast Charger | EXPP Hardware | BUY AMERICA FHWA compliant. The Power Block is the physical enclosure for Power Modules. A Power Block can hold up to 5 Power Modules, Power Modules sold separately. EXPP-PB0001-200A-PD-FTA is rated for 200A. | EXPP-PB1000-200A-PD-FTA |  |  |  | NEW |  | 374 | 29060 | 28562.2 | n/a
Puget Sound Solar | 3 | DC Fast Charger | EXPP Hardware | The Power Block is the physical enclosure for Power Modules. A Power Block can hold up to 5 Power Modules, Power Modules sold separately. EXPP-BLOCK-250A-PD is rated for 250A. The Power Block Mounting Kit (EXPP-BLOCK-CMT) is required but not included. | EXPP-PB1000-250A-PD |  |  |  | NEW |  | 374 | 29060 | 28562.2 | n/a
Puget Sound Solar | 3 | DC Fast Charger | EXPP Hardware | The Power Block is the physical enclosure for Power Modules. A Power Block can hold up to 5 Power Modules, Power Modules sold separately. EXPP-BLOCK-350A-PD is rated for 350A. The Power Block Mounting Kit (EXPP-BLOCK-CMT) is required but not included. | EXPP-PB1000-350A-PD |  |  |  | NEW |  | 374 | 29060 | 28562.2 | n/a
Puget Sound Solar | 3 | DC Fast Charger | EXPP Hardware | BUY AMERICA FHWA compliant. The Power Block is the physical enclosure for Power Modules. A Power Block can hold up to 5 Power Modules, Power Modules sold separately. EXPP-PB0001-350A-PD-FTA is rated for 350A. | EXPP-PB1000-350A-PD-FTA |  |  |  | NEW |  | 374 | 29060 | 28562.2 | n/a
Puget Sound Solar | 3 | DC Fast Charger | EXPP Hardware | The Power Block is the physical enclosure for Power Modules. A Power Block can hold up to 5 Power Modules, Power Modules sold separately. EXPP-BLOCK-500A-PD is rated for 500A. The Power Block Mounting Kit (EXPP-BLOCK-CMT) is required but not included. | EXPP-PB1000-500A-PD |  |  |  | NEW |  | 374 | 29060 | 28562.2 | n/a
Puget Sound Solar | 3 | DC Fast Charger | Services | This service includes on-site validation of electrical capacity, transformers, panels, breakers, wiring, cellular coverage so that the station meets all ChargePoint and local code requirements. In addition to verifying and testing the installation, Commissioning also ensures the station is connected to the ChargePoint network, completing software updates and pairing configuration if applicable. In parallel, the ChargePoint Activations team will configure the station and apply policies according to the customer?s specifications. A final Commissioning Report will be provided to the customer. Note that if Commissioning cannot be performed due to site or installation deficiencies for which ChargePoint is not responsible, the customer will incur a rescheduling fee to cover redeployment costs. Priced per Express Plus Power Link station. | EXPP-PL1000-COMMISSIONING |  |  |  | NEW |  | 0 | 750 | 727.5 | n/a
Puget Sound Solar | 3 | DC Fast Charger | Services | This service includes both the Installation and Commissioning of the Express Plus Power Link charging station. Customers must work with their contractor to perform all construction (the ?make ready?) up to the point where the station can be bolted down and connected. ChargePoint will then perform the on-site validation of electrical capacity, transformers, panels, breakers, wiring, cellular coverage so that they meet all ChargePoint and local code requirements, then install and commission the station. Before installation can begin, ChargePoint requires the customer?s ?make ready? contractor to submit evidence of adherence to ChargePoint?s standards and specifications. In addition to verifying and testing the installation, Commissioning also ensures the station is connected to the ChargePoint network, completing software updates and pairing configuration if applicable. In parallel, the ChargePoint Activations team will configure the station and apply policies according to the customer?s specifications. A final Commissioning Report will be provided to the customer. Note that if Commissioning cannot be performed due to site or installation deficiencies for which ChargePoint is not responsible, the customer will incur a rescheduling fee to cover redeployment costs. Priced per Express(more...) | EXPP-PL1000-INSTALL-COMMISSIONING |  |  |  | NEW |  | 0 | 1750 | 1697.5 | n/a
Puget Sound Solar | 3 | DC Fast Charger | EXPP Hardware | BUY AMERICA FTA compliant. Express Plus Power Link PL1000 series, North America, 1x CCS1 200A 4.5m cable, 1 Holster, 2.4m Cable management kit, Pedestal, 200mm (8") Touch Display, RFID reader, Cellular/WiFi, UL listed, Single input, 1 year warranty. Requires at least one Power Block with Power Modules. | EXPP-PL1011B-2A1S1-FTA |  |  |  | NEW |  | 286 | 18185 | 17925.45 | n/a
Puget Sound Solar | 3 | DC Fast Charger | EXPP Hardware | Express Plus Power Link PL1000 series, North America, 1x CCS1 350A 4.5m cable, 1 Holster, 2.4m Cable management kit, Pedestal, 200mm (8") Touch Display, ChargePoint signage, Contactless credit card and RFID reader, Cellular/WiFi, UL listed, 1 year warranty. Requires at least one Power Block with Power Modules | EXPP-PL1011B-5A1S1 |  |  |  | NEW |  | 286 | 23325 | 22911.25 | n/a
Puget Sound Solar | 3 | DC Fast Charger | EXPP Hardware | Express Plus Power Link PL1000 series, North America, 1x CCS1 350A 4.5m cable, 1 Holster, 2.4m Cable management kit, Pedestal, 200mm (8") Touch Display, ChargePoint signage, Contactless credit card and RFID reader, Cellular/WiFi, UL listed, Maintenance switch, 1 year warranty. Requires at least one Power Block with Power Modules | EXPP-PL1011B-5A1S1-MS |  |  |  | NEW |  | 286 | 26510 | 26000.7 | n/a
Puget Sound Solar | 3 | DC Fast Charger | EXPP Hardware | Express Plus Power Link PL1000 series, North America, 1x CCS1 200A 4.5m cable, 1 Holster, 2.4m Cable management kit, Pedestal, RFID reader, Cellular/WiFi, UL listed, Single input, 1 year warranty. Requires at least one Power Block with Power Modules | EXPP-PL1011X-2A1S1 |  |  |  | NEW |  | 225 | 17715 | 17408.55 | n/a
Puget Sound Solar | 3 | DC Fast Charger | EXPP Hardware | BUY AMERICA FTA compliant. Express Plus Power Link PL1000 series, North America, 1x CCS1 200A 4.5m cable, 1 Holster, 2.4m Cable management kit, Pedestal, RFID reader, Cellular/WiFi, UL listed, Single input, 1 year warranty. Requires at least one Power Block with Power Modules. | EXPP-PL1011X-2A1S1-FTA |  |  |  | NEW |  | 225 | 17715 | 17408.55 | n/a
Puget Sound Solar | 3 | DC Fast Charger | EXPP Hardware | Express Plus Power Link PL1000 series, North America, 1x CCS1 200A 4.5m cable, 1 Holster, 2.4m Cable management kit, Pedestal, RFID reader, Cellular/WiFi, UL listed, Single input, Maintenance switch, 1 year warranty. Requires at least one Power Block with Power Modules | EXPP-PL1011X-2A1S1-MS |  |  |  | NEW |  | 312 | 20900 | 20585 | n/a
Puget Sound Solar | 3 | DC Fast Charger | EXPP Hardware | BUY AMERICA FTA compliant. Express Plus Power Link PL1000 series, North America, 1x CCS1 200A 4.5m cable, 1 Holster, 2.4m Cable management kit, Pedestal, RFID reader, Cellular/WiFi, UL listed, Single input, Maintenance switch, 1 year warranty. Requires at least one Power Block with Power Modules. | EXPP-PL1011X-2A1S1-MS-FTA |  |  |  | NEW |  | 312 | 20900 | 20585 | n/a
Puget Sound Solar | 3 | DC Fast Charger | EXPP Hardware | Express Plus Power Link PL1000 series, North America, 1x CCS1 350A 4.5m cable, 1 Holster, 2.4m Cable management kit, Pedestal, RFID reader, Cellular/WiFi, UL listed, Single input, 1 year warranty. Requires at least one Power Block with Power Modules | EXPP-PL1011X-5A1S1 |  |  |  | NEW |  | 312 | 22810 | 22437.7 | n/a
Puget Sound Solar | 3 | DC Fast Charger | EXPP Hardware | BUY AMERICA FTA compliant. Express Plus Power Link PL1000 series, North America, 1x CCS1 350A 4.5m cable, 1 Holster, 2.4m Cable management kit, Pedestal, RFID reader, Cellular/WiFi, UL listed, Single input, 1 year warranty. Requires at least one Power Block with Power Modules | EXPP-PL1011X-5A1S1-FTA |  |  |  | NEW |  | 312 | 22810 | 22437.7 | n/a
Puget Sound Solar | 3 | DC Fast Charger | EXPP Hardware | Express Plus Power Link PL1000 series, North America, 1x CCS1 350A 4.5m cable, 1 Holster, 2.4m Cable management kit, Pedestal, RFID reader, Cellular/WiFi, UL listed, Single input, Maintenance switch, 1 year warranty. Requires at least one Power Block with Power Modules | EXPP-PL1011X-5A1S1-MS |  |  |  | NEW |  | 312 | 26000 | 25532 | n/a
Puget Sound Solar | 3 | DC Fast Charger | EXPP Hardware | BUY AMERICA FTA compliant. Express Plus Power Link PL1000 series, North America, 1x CCS1 350A 4.5m cable, 1 Holster, 2.4m Cable management kit, Pedestal, RFID reader, Cellular/WiFi, UL listed, Single input, Maintenance switch, 1 year warranty. Requires at least one Power Block with Power Modules | EXPP-PL1011X-5A1S1-MS-FTA |  |  |  | NEW |  | 312 | 26000 | 25532 | n/a
Puget Sound Solar | 3 | DC Fast Charger | EXPP Hardware | BUY AMERICA FTA compliant. Express Plus Power Link PL1000 series, North America, 2x CCS1 200A 4.5m cable, 2 Holsters, 2.4m Cable management kit, Pedestal, 200mm (8") Touch Display, RFID reader, Cellular/WiFi, UL listed, Single input, 1 year warranty. Requires at least one Power Block with Power Modules | EXPP-PL1021B-2A1S1-2A1S1-FTA |  |  |  | NEW |  | 312 | 23285 | 22898.45 | n/a
Puget Sound Solar | 3 | DC Fast Charger | EXPP Hardware | Express Plus Power Link PL1000 series, North America, 1x CCS1 350A 4.5m cable, 1x CHAdeMO 200A 4.5m cable, 2 Holsters, 2.4m Cable management kit, Pedestal, 200mm (8") Touch Display, ChargePoint signage, Contactless credit card and RFID reader, Cellular/WiFi, UL listed, Single input, 1 year warranty. Requires at least one Power Block with Power Modules | EXPP-PL1021B-5A1S1-2A3S1 |  |  |  | NEW |  | 312 | 27910 | 27384.7 | n/a
Puget Sound Solar | 3 | DC Fast Charger | EXPP Hardware | Express Plus Power Link PL1000 series, North America, 1x CCS1 350A 4.5m cable, 1x CHAdeMO 200A 4.5m cable, 2 Holsters, 2.4m Cable management kit, Pedestal, 200mm (8") Touch Display, ChargePoint signage, Contactless credit card and RFID reader, Cellular/WiFi, UL listed, Single input, Maintenance switch, 1 year warranty. Requires at least one Power Block with Power Modules | EXPP-PL1021B-5A1S1-2A3S1-MS |  |  |  | NEW |  | 312 | 31095 | 30474.15 | n/a
Puget Sound Solar | 3 | DC Fast Charger | EXPP Hardware | Express Plus Power Link PL1000 series, North America, 2x CCS1 200A 4.5m cable, 2 Holsters, 2.4m Cable management kit, Pedestal, RFID reader, Cellular/WiFi, UL listed, Single input, 1 year warranty. Requires at least one Power Block with Power Modules | EXPP-PL1021X-2A1S1-2A1S1 |  |  |  | NEW |  | 312 | 22810 | 22437.7 | n/a
Puget Sound Solar | 3 | DC Fast Charger | EXPP Hardware | BUY AMERICA FTA compliant. Express Plus Power Link PL1000 series, North America, 2x CCS1 200A 4.5m cable, 2 Holsters, 2.4m Cable management kit, Pedestal, RFID reader, Cellular/WiFi, UL listed, Single input, 1 year warranty. Requires at least one Power Block with Power Modules | EXPP-PL1021X-2A1S1-2A1S1-FTA |  |  |  | NEW |  | 312 | 22810 | 22437.7 | n/a
Puget Sound Solar | 3 | DC Fast Charger | EXPP Hardware | Express Plus Power Link PL1000 series, North America, 2x CCS1 200A 4.5m cable, 2 Holsters, 2.4m Cable management kit, Pedestal, RFID reader, Cellular/WiFi, UL listed, Single input, Maintenance switch, 1 year warranty. Requires at least one Power Block with Power Modules | EXPP-PL1021X-2A1S1-2A1S1-MS |  |  |  | NEW |  | 312 | 26000 | 25532 | n/a
Puget Sound Solar | 3 | DC Fast Charger | EXPP Hardware | BUY AMERICA FTA compliant. Express Plus Power Link PL1000 series, North America, 2x CCS1 200A 4.5m cable, 2 Holsters, 2.4m Cable management kit, Pedestal, RFID reader, Cellular/WiFi, UL listed, Single input, Maintenance switch, 1 year warranty. Requires at least one Power Block with Power Modules | EXPP-PL1021X-2A1S1-2A1S1-MS-FTA |  |  |  | NEW |  | 312 | 26000 | 25532 | n/a
Puget Sound Solar | 3 | DC Fast Charger | EXPP Hardware | Express Plus Power Link PL1000 series, North America, 1x CCS1 350A 4.5m cable, 1x CCS2 300A 4.5m cable, 2 Holsters, 2.4m Cable management kit, Pedestal, RFID reader, Cellular/WiFi, not UL listed, Single input, 1 year warranty. Requires at least one Power Block with Power Modules | EXPP-PL1021X-5A1S1-4A1S1 |  |  |  | NEW |  | 312 | 27400 | 26890 | n/a
Puget Sound Solar | 3 | DC Fast Charger | EXPP Hardware | Express Plus Power Link PL1000 series, North America, 2x CCS1 350A 4.5m cable, 2 Holsters, 2.4m Cable management kit, Pedestal, RFID reader, Cellular/WiFi, UL listed, Single input, 1 year warranty. Requires at least one Power Block with Power Modules | EXPP-PL1021X-5A1S1-5A1S1 |  |  |  | NEW |  | 312 | 27400 | 26890 | n/a
Puget Sound Solar | 3 | DC Fast Charger | EXPP Hardware | BUY AMERICA FTA compliant. Express Plus Power Link PL1000 series, North America, 2x CCS1 350A 4.5m cable, 2 Holsters, 2.4m Cable management kit, Pedestal, RFID reader, Cellular/WiFi, UL listed, Single input, 1 year warranty. Requires at least one Power Block with Power Modules | EXPP-PL1021X-5A1S1-5A1S1-FTA |  |  |  | NEW |  | 312 | 27400 | 26890 | n/a
Puget Sound Solar | 3 | DC Fast Charger | EXPP Hardware | Express Plus Power Link PL1000 series, North America, 2x CCS1 350A 4.5m cable, 2 Holsters, 2.4m Cable management kit, Pedestal, RFID reader, Cellular/WiFi, UL listed, Single input, Maintenance switch, 1 year warranty. Requires at least one Power Block with Power Modules | EXPP-PL1021X-5A1S1-5A1S1-MS |  |  |  | NEW |  | 312 | 30590 | 29984.3 | n/a
Puget Sound Solar | 3 | DC Fast Charger | EXPP Hardware | BUY AMERICA FTA compliant. Express Plus Power Link PL1000 series, North America, 2x CCS1 350A 4.5m cable, 2 Holsters, 2.4m Cable management kit, Pedestal, RFID reader, Cellular/WiFi, UL listed, Single input, Maintenance switch, 1 year warranty. Requires at least one Power Block with Power Modules | EXPP-PL1021X-5A1S1-5A1S1-MS-FTA |  |  |  | NEW |  | 312 | 30590 | 29984.3 | n/a
Powerflex (discontinued)
Puget Sound Solar | 2 |  | PF-LMC Load Management Controller with installation | Discontinued
Puget Sound Solar | 2 |  | PF-AVRS & Installation (no 'make-ready') | Discontinued
Puget Sound Solar | 2 |  | CC-HCS & Installation (no 'make-ready') | Discontinued
Puget Sound Solar | 2 |  | PF-AVRS-PEDESTAL-NH | Discontinued
Puget Sound Solar | 2 |  | PF-AVRS-CORDMGMT | Discontinued
Puget Sound Solar | 2 |  | PF-Cloud | Discontinued
Puget Sound Solar | 2 |  | PFS-Annual | Discontinued
Enel/JuiceBox
Puget Sound Solar | 3 | DC Fast Charger | JuicePump with 8' cable
Puget Sound Solar | 3 | DC Fast Charger | JuicePump with UPT & 8' cable | JuicePump with 8' cable (without LCFS) | JuicePump 8 | Enel X | Enel X |  | 31200 | 32500 | 425 | 32500 | 31950 | 750 | Variable
Puget Sound Solar | 1 | DC Fast Charger | JuicePump with 12' cable | JuicePump with 12' cable (without LCFS) | JuicePump 12 | Enel X | Enel X |  | 30000 | 31250 | 425 | 32500 | 31950 | 1950 | Variable
Puget Sound Solar | 1 | DC Fast Charger | JuicePump with UPT & 12' cable | JuicePump with UPT & 12' cable (without LCFS) | JuicePump 12 | Enel X | Enel X |  | 31905.6 | 33235 | 425 | 33235 | 32662.95 | 757.35 | Variable
Puget Sound Solar | 1 | Smart Level 2 |  | Commercial stations JB 2.01 All base models come with QR code, OCPP, and WiFi | [9 empty] | 0
Puget Sound Solar | 3 | Accessory | JuiceBox Pro 32C plug-in, wall mount | Discontinued |  | Enel X | Enel X | FCC Part 15 Class B, NEC 625, UL Listed
Puget Sound Solar | 3 | Accessory | JuiceBox Pro 32C hard-wired, wall mount | hard-wired, wall mount 208-240V, 40A maximum (includes a 3-year warranty) | Juicebox Pro 32C | Enel X | Enel X | FCC Part 15 Class B, NEC 625, UL Listed | 1363.2 | 1420 | 50 | 1399 | 1407.03 | 43.83 | Variable
Puget Sound Solar | 2 | Network Service | JuiceBox Pro 40C plug-in, wall mount | Discontinued |  | Enel X | Enel X | FCC Part 15 Class B, NEC 625, UL Listed
Puget Sound Solar | 2 | Network Service | JuiceBox Pro 40C hard-wired, wall mount | hard-wired, wall mount 208-240V, 40A maximum (includes a 3-year warranty) | Juicebox Pro 40C | Enel X | Enel X | FCC Part 15 Class B, NEC 625, UL Listed | 1410.24 | 1469 | 50 | 1499 | 1504.03 | 93.79 | Variable
Puget Sound Solar | 1 | DC Fast Charger | JuiceBox Pro 80C hard-wired, wall mount | Discontinued |  | Enel X | Enel X | FCC Part 15 Class B, NEC 625, UL Listed | [5 empty] | 0
Puget Sound Solar | 1 | DC Fast Charger | JuiceBox Pro 48C | Discontinued |  | Enel X | Enel X | FCC Part 15 Class B, NEC 625, UL Listed
Puget Sound Solar | 1 | DC Fast Charger | Cellular Option | Cellular Option per JB 2.01 device | Cellular Option | Enel X | Enel X |  | 153.6 | 160 | 5 | 160 | 160.2 | 6.6 | n/a
Puget Sound Solar | 1 | DC Fast Charger | Ethernet Option | Ethernet option per JB 2.01 device | Ethernet Option | Enel X | Enel X |  | priced per site | n/a |  |  |  |  | n/a
|  |  | RFID Option | RFID option per JB 2.01 device | RFID RFID Option | Enel X | Enel X |  | 76.8 | 80 | 5 | 80 | 82.6 | 5.8 | n/a
Puget Sound Solar | 1 | Smart Level 2 | ISO 15118 | ISO 15118 per JB 2.01 device | ISO 15118 | Enel X | Enel X |  | 192 | 200 | 12 | 249 | 253.53 | 61.53 | n/a
Puget Sound Solar | 1 | Smart Level 2 | JuicePedestal | Pedestal mount with retractable cables | Pedestal | Enel X | Enel X | n/a | 1343.04 | 1399 | 125 | 1399 | 1482.03 | 138.99 | Variable
Puget Sound Solar | 1 | Smart Level 2 | UPT Option per JuicePedestal | Add to JuicePedestal pricing | Mounting bracket | Enel X | Enel X | n/a | 384 | 400 | 75 | 400 | 463 | 79 | Variable
Puget Sound Solar | 1 | Smart Level 2 | JuiceStand | Note: UPT not available for JuiceStand | Security locking bracket | Enel X | Enel X | n/a | 575.04 | 599 | 38 | 649 | 667.53 | 92.49 | Variable
Puget Sound Solar | 1 | Smart Level 2 | JuiceRouter | Network gateway | J1772 Plug Holder | Enel X | Enel X | n/a | 504 | 525 | 15 | 545 | 543.65 | 39.65 | n/a
Puget Sound Solar | 1 | Smart Level 2 | JuiceRouter Data Plan | Data plan per year for up to (16) stations connected to one JuiceRouter | JuiceRouter Data Plan | Enel X | Enel X | n/a | 288 | 300 |  | 325 | 315.25 | 27.25 | n/a
Puget Sound Solar | 3 | Accessory | 250MB Data Plan | 250MB Data Plan for (1) JuiceBox with cellular | 250MB Data Plan | Enel X | Enel X | n/a | 96 | 100 |  | 112 | 108.64 | 12.64 | n/a
Blink/Semaconnect
Puget Sound Solar | 3 | Accessory | SC50 equipment only | 50 kW DC Fast Charger, ChaDeMo and CCS plugs, (2) year warranty, (2) year network service | SC50 | Semaconnect | Semaconnect | UL 2201, 2231-1, 2231-2, CSA C22.2 #107.1 | 28240 | 28573 | 275 | 29575 | 28962.75 | 722.75 | Variable
Puget Sound Solar | 3 | Accessory | SC160 equipment only | 160 kW DC Fast Charger, ChaDeMo and CCS plugs, (2) year warranty, (2) year network service | SC160 | Semaconnect | Semaconnect | UL 2201, 2231-1, 2231-2, CSA C22.2 #107.1 | 79029 | 82373 | 435 | 85272 | 83148.84 | 4119.84 | Variable
Puget Sound Solar | 3 | Accessory |  | Additional years of networks service |  | Semaconnect | Semaconnect | n/a | 960 | 960 |  | 990 | 960.3 | 0.3 | n/a
Puget Sound Solar | 3 | Accessory |  | Additional warranty years (maxium of 5 total) |  | Semaconnect | Semaconnect | n/a | 1027.24 | 1027.24 |  | 1065 | 1033.05 | 5.81 | n/a
Puget Sound Solar | 3 | Accessory | SC7-Full1-P & Installation (no 'make-ready') | Series 700 Pedestal mount with (1) year warranty, (1) year network service, and installation | SC7-Full1-P | Semaconnect | Semaconnect | UL 2594 UL 2231- UL 2231-2, NEC 625, FCC | 4579 | 4820 | 96 | 5205.6 | 5145.432 | 566.432 | Variable
Puget Sound Solar | 3 | Accessory | SC7-Full1-P equipment only | Series 700 Pedestal mount with (1) year warranty, (1) year network service | SC7-Full1-P-EO | Semaconnect | Semaconnect | UL 2594 UL 2231- UL 2231-2, NEC 625, FCC | 5291.5 | 5570 | 96 | 5848.5 | 5769.045 | 477.545 | Variable
Puget Sound Solar | 3 | Accessory | SC7-Full1-W & Installation (no 'make-ready') | Series 700 Wall mount with (1) year warranty, (1) year network service, and installation | SC7-Full1-W | Semaconnect | Semaconnect | UL 2594 UL 2231- UL 2231-2, NEC 625, FCC | 4579 | 4820 | 85 | 5205.6 | 5134.432 | 555.432 | Variable
Puget Sound Solar | 3 | Accessory | SC7-Full1-W equipment only | Series 700 Wall mount with (1) year warranty, (1) year network service | SC7-Full1-W-EO | Semaconnect | Semaconnect | UL 2594 UL 2231- UL 2231-2, NEC 625, FCC | 5291.5 | 5570 | 85 | 5848.5 | 5758.045 | 466.545 | Variable
Puget Sound Solar | 3 | Accessory | SC7-Full3-P & Installation (no 'make-ready') | Series 700 Pedestal mount with (3) year warranty, (3) year network service, and installation | SC7-Full3-P | Semaconnect | Semaconnect | UL 2594 UL 2231- UL 2231-2, NEC 625, FCC | 5842.5 | 6150 | 96 | 6642 | 6538.74 | 696.24 | Variable
Puget Sound Solar | 1 | DC Fast Charger | SC7-Full3-P equipment only | Series 700 Pedestal mount with (3) year warranty, (3) year network service | SC7-Full3-P-EO | Semaconnect | Semaconnect | UL 2594 UL 2231- UL 2231-2, NEC 625, FCC | 6555 | 6900 | 96 | 7245 | 7123.65 | 568.65 | Variable
Puget Sound Solar | 1 | DC Fast Charger | SC7-Full3-W & Installation (no 'make-ready') | Series 700 Wall mount with (3) year warranty, (3) year network service, and installation | SC7-Full3-W | Semaconnect | Semaconnect | UL 2594 UL 2231- UL 2231-2, NEC 625, FCC | 5842.5 | 6150 | 85 | 6642 | 6527.74 | 685.24 | Variable
Puget Sound Solar | 2 | Network Service | SC7-Full3-W equipment only | Series 700 Wall mount with (3) year warranty, (3) year network service | SC7-Full3-W-EO | Semaconnect | Semaconnect | UL 2594 UL 2231- UL 2231-2, NEC 625, FCC | 6555 | 6900 | 85 | 7245 | 7112.65 | 557.65 | Variable
Puget Sound Solar | 2 | Warranty | SC7-Full5-P & Installation (no 'make-ready') | Series 700 Pedestal mount with (5) year warranty, (5) year network service, and installation | SC7-Full5-P | Semaconnect | Semaconnect | UL 2594 UL 2231- UL 2231-2, NEC 625, FCC | 6973 | 7340 | 96 | 7927.2 | 7785.384 | 812.384 | Variable
Puget Sound Solar | 1 | Smart Level 2 | SC7-Full5-P equipment only | Series 700 Pedestal mount with (5) year warranty, (5) year network service | SC7-Full5-P-EO | Semaconnect | Semaconnect | UL 2594 UL 2231- UL 2231-2, NEC 625, FCC | 7685.5 | 8090 | 96 | 8494.5 | 8335.665 | 650.165 | Variable
Puget Sound Solar | 1 | Smart Level 2 | SC7-Full5-W & Installation (no 'make-ready') | Series 700 Wall mount with (5) year warranty, (5) year network service, and installation | SC7-Full5-W | Semaconnect | Semaconnect | UL 2594 UL 2231- UL 2231-2, NEC 625, FCC | 6973 | 7340 | 85 | 7927.2 | 7774.384 | 801.384 | Variable
Puget Sound Solar | 1 | Smart Level 2 | SC7-Full5W equipment only | Series 700 Wall mount with (5) year warranty, (5) year network service | SC7-Full5-W-EO | Semaconnect | Semaconnect | UL 2594 UL 2231- UL 2231-2, NEC 625, FCC | 7685.5 | 8090 | 85 | 8494.5 | 8324.665 | 639.165 | Variable
Puget Sound Solar | 1 | Smart Level 2 | SC6-Full1-P & Installation (no 'make-ready') | Series 620 Pedestal mount with (1) year warranty, (1) year network service, and installation | SC6-Full1-P | Semaconnect | Semaconnect | UL 2594 UL 2231- UL 2231-2, NEC 625, FCC | 4341.5 | 4570 | 96 | 4935.6 | 4883.532 | 542.032 | Variable
Puget Sound Solar | 1 | Smart Level 2 | SC6-Full1-P equipment only | Series 620 Pedestal mount with (1) year warranty, (1) year network service, | SC6-Full1-P - EO | Semaconnect | Semaconnect | UL 2594 UL 2231- UL 2231-2, NEC 625, FCC | 3629 | 3820 | 96 | 4011 | 3986.67 | 357.67 | Variable
Puget Sound Solar | 1 | Smart Level 2 | SC6-Full1-W & Installation (no 'make-ready') | Series 620 Wall mount with full 1 yr warrantly | SC6-Full1-W | Semaconnect | Semaconnect | UL 2594 UL 2231- UL 2231-2, NEC 625, FCC | 4341.5 | 4570 | 85 | 4935.6 | 4872.532 | 531.032 | Variable
Puget Sound Solar | 1 | Smart Level 2 | SC6-Full1-W equipment only | Series 620 Wall mount with full 1 yr warrantly | SC6-Full1-W - EO | Semaconnect | Semaconnect | UL 2594 UL 2231- UL 2231-2, NEC 625, FCC | 3629 | 3820 | 85 | 4011 | 3975.67 | 346.67 | Variable
Puget Sound Solar | 1 | Smart Level 2 | SC6-Full1-DP & Installation (no 'make-ready') | Series 620 Dual Station Pedestal mount with full 1 yr warrantly | SC6-Full1-DP | Semaconnect | Semaconnect | UL 2594 UL 2231- UL 2231-2, NEC 625, FCC | 7752 | 8160 | 96 | 8812.8 | 8644.416 | 892.416 | Variable
Puget Sound Solar | 1 | Smart Level 2 | SC6-Full1-DP equipment only | Series 620 Dual Station Pedestal mount with full 1 yr warrantly | SC6-Full1-DP - EO | Semaconnect | Semaconnect | UL 2594 UL 2231- UL 2231-2, NEC 625, FCC | 7039.5 | 7410 | 96 | 7780.5 | 7643.085 | 603.585 | Variable
Puget Sound Solar | 1 | Smart Level 2 | SC6-Full3-P & Installation (no 'make-ready') | Series 620 Pedestal mount with full 3 yr warrantly | SC6-Full3-P | Semaconnect | Semaconnect | UL 2594 UL 2231- UL 2231-2, NEC 625, FCC | 5329.5 | 5610 | 96 | 6058.8 | 5973.036 | 643.536 | Variable
Puget Sound Solar | 1 | Smart Level 2 | SC6-Full3-P equipment only | Series 620 Pedestal mount with full 3 yr warrantly | SC6-Full3-P - EO | Semaconnect | Semaconnect | UL 2594 UL 2231- UL 2231-2, NEC 625, FCC | 4617 | 4860 | 96 | 5103 | 5045.91 | 428.91 | Variable
Puget Sound Solar | 1 | Smart Level 2 | SC6-Full3-W & Installation (no 'make-ready') | Series 620 Wall mount with full 3 yr warrantly | SC6-Full3-W | Semaconnect | Semaconnect | UL 2594 UL 2231- UL 2231-2, NEC 625, FCC | 5329.5 | 5610 | 85 | 6058.8 | 5962.036 | 632.536 | Variable
Puget Sound Solar | 1 | Smart Level 2 | SC6-Full3-W equipment only | Series 620 Wall mount with full 3 yr warrantly | SC6-Full3-W - EO | Semaconnect | Semaconnect | UL 2594 UL 2231- UL 2231-2, NEC 625, FCC | 4617 | 4860 | 85 | 5103 | 5034.91 | 417.91 | Variable
Puget Sound Solar | 1 | Smart Level 2 | SC6-Full3- DP & Installation (no 'make-ready') | Series 620 Dual Station Pedestal mount with full 3 yr warrantly | SC6-Full3-DP | Semaconnect | Semaconnect | UL 2594 UL 2231- UL 2231-2, NEC 625, FCC | 9728 | 10240 | 96 | 11059.2 | 10823.424 | 1095.424 | Variable
Puget Sound Solar | 1 | Smart Level 2 | SC6-Full3- DP equipment only | Series 620 Dual Station Pedestal mount with full 3 yr warrantly | SC6-Full3-DP - EO | Semaconnect | Semaconnect | UL 2594 UL 2231- UL 2231-2, NEC 625, FCC | 9015.5 | 9490 | 96 | 9964.5 | 9761.565 | 746.065 | Variable
Puget Sound Solar | 1 | Smart Level 2 | SC6-Full5-P & Installation (no 'make-ready') | Series 620 Pedestal mount with full 5 yr warrantly | SC6-Full5-P | Semaconnect | Semaconnect | UL 2594 UL 2231- UL 2231-2, NEC 625, FCC | 6203.5 | 6530 | 96 | 7052.4 | 6936.828 | 733.328 | Variable
Puget Sound Solar | 1 | Smart Level 2 | SC6-Full5-P equipment only | Series 620 Wall mount with full 5 yr warrantly | SC6-Full5-W - EO | Semaconnect | Semaconnect | UL 2594 UL 2231- UL 2231-2, NEC 625, FCC | 5491 | 5780 | 96 | 6069 | 5982.93 | 491.93 | Variable
Puget Sound Solar | 1 | Smart Level 2 | SC6-Full5-W & Installation (no 'make-ready') | Series 620 Wall mount with full 5 yr warrantly | SC6-Full5-W | Semaconnect | Semaconnect | UL 2594 UL 2231- UL 2231-2, NEC 625, FCC | 6203.5 | 6530 | 85 | 7052.4 | 6925.828 | 722.328 | Variable
Puget Sound Solar | 1 | Smart Level 2 | SC6-Full5-W equipment only | Series 620 Wall mount with full 5 yr warrantly | SC6-Full5-W - EO | Semaconnect | Semaconnect | UL 2594 UL 2231- UL 2231-2, NEC 625, FCC | 5491 | 5780 | 85 | 6069 | 5971.93 | 480.93 | Variable
Puget Sound Solar | 1 | Smart Level 2 | SC6- Full 5- DP & Installation (no 'make-ready') | Series 620 Dual station Pedestal mount with full 5 yr warrantly | SC6-Full5-DP | Semaconnect | Semaconnect | UL 2594 UL 2231- UL 2231-2, NEC 625, FCC | 11923.9 | 12372.2386 | 96 | 13362.0177 | 13057.1572 | 1133.2572 | Variable
Puget Sound Solar | 1 | Smart Level 2 | SC6- Full 5- DP equipment only | Series 620 Dual station Pedestal mount with full 5 yr warrantly | SC6-Full5-DP - EO | Semaconnect | Semaconnect | UL 2594 UL 2231- UL 2231-2, NEC 625, FCC | 10763.5 | 11330 | 96 | 11896.5 | 11635.605 | 872.105 | Variable
Puget Sound Solar | 1 | Smart Level 2 | SC7-FRS | Series 700 Full Replacement Service Contract | SC7-FRS | Semaconnect | Semaconnect | n/a | 400 | 400 |  | 600 | 582 | 182
Puget Sound Solar | 1 | Smart Level 2 | SC7-NPS | Network Service Plan | SC7-NSP | Semaconnect | Semaconnect | n/a | 420 | 420 |  | 500 | 485 | 65
Puget Sound Solar | 1 | Smart Level 2 | SC-CMS-2 | 620 Series Options- cable management system for dual pedestal | SC-CMS-2 | Semaconnect | Semaconnect | UL 2594 UL 2231- UL 2231-2, NEC 625 | 619.4 | 642.6894 |  | 674.8239 | 654.5792 | 35.1792 | Variable
Puget Sound Solar | 1 | Smart Level 2 | SC-CMS-1 | 620 Series Options - cable Management System w/ Single lanyards | SC-CMS-1 | Semaconnect | Semaconnect | UL 2594 UL 2231- UL 2231-2, NEC 625 | 619.4 | 642.6894 |  | 674.8239 | 654.5792 | 35.1792 | Variable
Puget Sound Solar | 1 | Smart Level 2 | SC6-FNS | Annual Full Replacement Service Contract | SC6-FNS | Semaconnect | Semaconnect | n/a | 429.4 | 445.5454 |  | 467.8227 | 453.788 | 24.388 | Variable
Puget Sound Solar | 1 | Smart Level 2 | SC6-NSP | Annual Network Service Program ($20/month/ChargePro 620) | SC6-NSP | Semaconnect | Semaconnect | n/a | 277.4 | 287.8302 |  | 302.2218 | 293.1551 | 15.7551 | Variable
Puget Sound Solar | 1 | Smart Level 2 | 25-CBL | 25' Cable upgrade to replace 18' cable (must be purchased prior to shipping) | 25-CBL | Semaconnect | Semaconnect | UL 2594 UL 2231- UL 2231-2, NEC 625 | 334.4 | 346.9734 |  | 364.3221 | 353.3924 | 18.9924 | Variable
Enphase/Clippercreek
Puget Sound Solar | 1 | Smart Level 2 | CS-40 - 25 foot cable | CS-40-C13-L25-59, 32A charging, 240VAC, 25' Delphi G2 J1772 connector 10AWG, ST11B, ClipperCreek | 0230-00-003 | Clippercreek | Clippercreek | ETL Listed, FCC Part 15 Class B, NEC 625 | 1710 | 1800 | 50 | 1750 | 1747.5 | 37.5 | Variable
Puget Sound Solar | 1 | Smart Level 2 | CS-40 | CS-40-C13-L25-60, 30A/15A charging, 240VAC, 25' Delphi G2 J1772 connector 10AWG, ST11SA, ClipperCreek | 0230-00-004 | Clippercreek | Clippercreek | ETL Listed, FCC Part 15 Class B, NEC 625 | 1710 | 1800 | 50 | 1750 | 1747.5 | 37.5 | Variable
Puget Sound Solar | 2 | Service Plan | CS-40-LPI | CS-40 Liberty Plug-In: CS-40-C13-L25-87, 32A charging, 240VAC, 25' Delphi G2 J1772 connector 10AWG, ST11B, ClipperCreek | 0230-00-010 | Clippercreek | Clippercreek | ETL Listed, FCC Part 15 Class B, NEC 625 | 2185 | 2300 | 50 | 2250 | 2232.5 | 47.5 | Variable
Puget Sound Solar | 2 | Network Service | CS-40-LPI | CS-40 Liberty Plug-In: CS-40-C13-L25-89, 30A/15A charging, 240VAC, 25' Delphi G2 J1772 connector 10AWG, ST11SA, ClipperCreek | 0230-00-012 | Clippercreek | Clippercreek | ETL Listed, FCC Part 15 Class B, NEC 625 | 2185 | 2300 | 50 | 2250 | 2232.5 | 47.5 | Variable
Puget Sound Solar | 3 | Accessory | CS-50 | CS-50-C13-L25-95, 40A charging, 240VAC, 25' Delphi G2 J1772 connector 10AWG, ST11R, ClipperCreek | 0230-00-013 | Clippercreek | Clippercreek | ETL Listed, FCC Part 15 Class B, NEC 625 | 1776.5 | 1870 | 50 | 1820 | 1815.4 | 38.9 | Variable
Puget Sound Solar | 3 | Accessory | CS-60 | CS-60-C16-L25-16, 65A contactor, ST11A, 48A continuous, 25' ITT Gen2 80A J1772 connector | 0206-00-007 | Clippercreek | Clippercreek | ETL Listed, FCC Part 15 Class B, NEC 625 | 1942.75 | 2045 | 50 | 1995 | 1985.15 | 42.4 | Variable
Puget Sound Solar | 3 | Service Plan | CS-60-LPI | CS-60 Liberty Plug-In: CS-60-C16-L25-91, 48A charging, 240VAC, 25' ITT Gen2 80A J1772 connector 6AWG, ST11A, ClipperCreek | 0221-00-011 | Clippercreek | Clippercreek | ETL Listed, FCC Part 15 Class B, NEC 625 | 2417.75 | 2545 | 50 | 2517 | 2491.49 | 73.74 | Variable
Puget Sound Solar | 2 | Network Service | CS-70 | CS-70-C16-L25-15, 65A contactor, ST11K, 56A continuous, 25' ITT Gen2 80A J1772 connector | 0228-00-005 | Clippercreek | Clippercreek | ETL Listed, FCC Part 15 Class B, NEC 625 | 1942.75 | 2045 | 50 | 1995 | 1985.15 | 42.4 | Variable
Puget Sound Solar | 3 | Accessory | CS-90 | CS-90-C16-L25-14, 92.5A contactor, ST11M, 70A continuous, ITT Gen2 75A J1772 connector, ClipperCreek | 0222-00-004 | Clippercreek | Clippercreek | ETL Listed, FCC Part 15 Class B, NEC 625 | 2132.75 | 2245 | 50 | 2195 | 2179.15 | 46.4 | Variable
Puget Sound Solar | 1 | Basic Level 2 | CS-100 | CS-100-C16-L25-27, 92.5A contactor, ST11Q, 75A continuous, ITT Gen2 75A J1772 connector | 0212-00-013 | Clippercreek | Clippercreek | ETL Listed, FCC Part 15 Class B, NEC 625 | 2132.75 | 2245 | 50 | 2195 | 2179.15 | 46.4 | Variable
Puget Sound Solar | 1 | Basic Level 2 | CS-100, 70/80 | CS-100-C16-L25-30, 92.5A contactor, ST11W, 80A/70A continuous, ITT Gen2 80A J1772 connector | 0224-00-009 | Clippercreek | Clippercreek | ETL Listed, FCC Part 15 Class B, NEC 625 | 2132.75 | 2245 | 50 | 2195 | 2179.15 | 46.4 | Variable
Puget Sound Solar | 1 | Smart Level 2 | CS-100 | CS-100-C16-L25-29, 92.5A contactor, ST11P, 80A continuous, ITT Gen2 80A J1772 connector | 0223-00-007 | Clippercreek | Clippercreek | ETL Listed, FCC Part 15 Class B, NEC 625 | 2132.75 | 2245 | 50 | 2195 | 2179.15 | 46.4 | Variable
Puget Sound Solar | 1 | Smart Level 2 | CS-20 - 18 foot cable for cord mangement option | CS-20-C13-L18-50, 16A charging, 240VAC, 18' Delphi G2 J1772 connector 10AWG, ST11G, ClipperCreek | 0229-00-000 | Clippercreek | Clippercreek | ETL Listed, FCC Part 15 Class B, NEC 625 | 1710 | 1800 | 50 | 1750 | 1747.5 | 37.5 | Variable
Puget Sound Solar | 1 | Basic Level 2 | CS-25 - 18 foot cable | CS-25-C13-L18-51, 20A charging, 240VAC, 18' Delphi G2 J1772 connector 10AWG, ST11H, ClipperCreek | 0229-00-001 | Clippercreek | Clippercreek | ETL Listed, FCC Part 15 Class B, NEC 625 | 1710 | 1800 | 50 | 1750 | 1747.5 | 37.5 | Variable
Puget Sound Solar | 1 | Basic Level 2 | CS-30 - 18 foot cable | CS-30-C13-L18-52, 24A charging, 240VAC, 18' Delphi G2 J1772 connector 10AWG, ST11C, ClipperCreek | 0229-00-002 | Clippercreek | Clippercreek | ETL Listed, FCC Part 15 Class B, NEC 625 | 1710 | 1800 | 50 | 1750 | 1747.5 | 37.5 | Variable
Puget Sound Solar | 1 | Smart Level 2 | CS-40 - 18 foot cable | CS-40-C13-L18-53, 32A charging, 240VAC, 18' Delphi G2 J1772 connector 10AWG, ST11B, ClipperCreek | 0229-00-003 | Clippercreek | Clippercreek | ETL Listed, FCC Part 15 Class B, NEC 625 | 1710 | 1800 | 50 | 1750 | 1747.5 | 37.5 | Variable
Puget Sound Solar | 1 | Basic Level 2 | CS-40 - 18 foot cable | CS-40-C13-L18-54, 30A/15A charging, 240VAC, 18' Delphi G2 J1772 connector 10AWG, ST11SA, ClipperCreek | 0229-00-004 | Clippercreek | Clippercreek | ETL Listed, FCC Part 15 Class B, NEC 625 | 1710 | 1800 | 50 | 1750 | 1747.5 | 37.5 | Variable
Puget Sound Solar | 1 | Basic Level 2 | CS-40-LPI - 18 foot cable | CS-40 Liberty Plug-In: CS-40-C13-L18-85, 32A charging, 240VAC, 18' Delphi G2 J1772 connector 10AWG, ST11B, ClipperCreek | 0229-00-007 | Clippercreek | Clippercreek | ETL Listed, FCC Part 15 Class B, NEC 625 | 2250 | 2300 | 50 | 2350 | 2329.5 | 79.5 | Variable
Puget Sound Solar | 1 | Basic Level 2 | CS-40-LPI - 18 foot cable | CS-40 Liberty Plug-In: CS-40-C13-L18-86, 30A/15A charging, 240VAC, 18' Delphi G2 J1772 connector 10AWG, ST11SA, ClipperCreek | 0229-00-008 | Clippercreek | Clippercreek | ETL Listed, FCC Part 15 Class B, NEC 625 | 2250 | 2300 | 50 | 2300 | 2281 | 31 | Variable
Puget Sound Solar | 1 | Basic Level 2 | CS-60-LPI - 18 foot cable | CS-60 Liberty Plug-In: CS-60-C16-L18-90, 48A charging, 240VAC, 18' ITT Gen2 80A J1772 connector 6AWG, ST11A, ClipperCreek | 0221-00-010 | Clippercreek | Clippercreek | ETL Listed, FCC Part 15 Class B, NEC 625 | 2498 | 2550 | 50 | 2550 | 2523.5 | 25.5 | Variable
Puget Sound Solar | 1 | Basic Level 2 | CS-100 - 18 foot cable | CS-100-C16-L18-31, 92.5A contactor, ST11P, 80A continuous, 18' ITT Gen2 80A J1772 connector | 0223-00-008 | Clippercreek | Clippercreek | ETL Listed, FCC Part 15 Class B, NEC 625 | 2196 | 2250 | 50 | 2250 | 2232.5 | 36.5 | Variable
Puget Sound Solar | 1 | Basic Level 2 | CS-100, 70/80 - 18 foot cable | CS-100-C16-L25-32, 92.5A contactor, ST11W, 80A/70A continuous, 18' ITT Gen2 80A J1772 connector | 0224-00-010 | Clippercreek | Clippercreek | ETL Listed, FCC Part 15 Class B, NEC 625 | 2196 | 2250 | 50 | 2250 | 2232.5 | 36.5 | Variable
Puget Sound Solar | 1 | Basic Level 2 | CS-100-LPI - 18 foot cable | CS-100 Liberty Plug-In: CS-100-C16-L18-92, 80A/70A charging, 240VAC, 18' ITT Gen2 80A J1772 connector 6AWG, ST11W, ClipperCreek | 0224-00-018 | Clippercreek | Clippercreek | ETL Listed, FCC Part 15 Class B, NEC 625 | 2685 | 2750 | 50 | 2770 | 2736.9 | 51.9 | Variable
Puget Sound Solar | 1 | Basic Level 2 | CS-20 w/ serial comm | CS-20-C13-L25-68, 16A charging, 240VAC, 25' Delphi G2 J1772 connector 10AWG, ST11G, Serial Com, ClipperCreek | 0232-00-000 | Clippercreek | Clippercreek | ETL Listed, FCC Part 15 Class B, NEC 625 | 1850 | 1945 | 50 | 1895 | 1888.15 | 38.15 | Variable
Puget Sound Solar | 1 | Basic Level 2 | CS-25 w/ serial comm | CS-25-C13-L25-69, 20A charging, 240VAC, 25' Delphi G2 J1772 connector 10AWG, ST11H, Serial Com, ClipperCreek | 0232-00-001 | Clippercreek | Clippercreek | ETL Listed, FCC Part 15 Class B, NEC 625 | 1850 | 1945 | 50 | 1895 | 1888.15 | 38.15 | Variable
Puget Sound Solar | 1 | Basic Level 2 | CS-30 w/ serial comm | CS-30-C13-L25-70, 24A charging, 240VAC, 25' Delphi G2 J1772 connector 10AWG, ST11C, Serial Com, ClipperCreek | 0232-00-002 | Clippercreek | Clippercreek | ETL Listed, FCC Part 15 Class B, NEC 625 | 1850 | 1945 | 50 | 1895 | 1888.15 | 38.15 | Variable
Puget Sound Solar | 1 | Basic Level 2 | CS-40 w/ serial comm | CS-40-C13-L25-71, 32A charging, 240VAC, 25' Delphi G2 J1772 connector 10AWG, ST11B, Serial Com, ClipperCreek | 0232-00-003 | Clippercreek | Clippercreek | ETL Listed, FCC Part 15 Class B, NEC 625 | 1850 | 1945 | 50 | 1895 | 1888.15 | 38.15 | Variable
Puget Sound Solar | 1 | Basic Level 2 | CS-40 w/ serial comm | CS-40-C13-L25-72, 30A/15A charging, 240VAC, 25' Delphi G2 J1772 connector 10AWG, ST11SA, Serial Com, ClipperCreek | 0232-00-004 | Clippercreek | Clippercreek | ETL Listed, FCC Part 15 Class B, NEC 625 | 1850 | 1945 | 50 | 1895 | 1888.15 | 38.15 | Variable
Puget Sound Solar | 1 | Basic Level 2 | CS-60 w/ serial comm | CS-60-C8-L25-XX, 65A contactor, ST11A, 48A continuous, 65A J1772 connector, serial com | 0221-00-0XX | Clippercreek | Clippercreek | ETL Listed, FCC Part 15 Class B, NEC 625 | 2083 | 2190 | 50 | 2150 | 2135.5 | 52.5 | Variable
Puget Sound Solar | 1 | Basic Level 2 | CS-100 w/ serial comm | CS-100-C8-L25-XX, 92.5A contactor, ST11P, 70/80A continuous, 80A J1772 connector, serial com | 0223-00-0XX | Clippercreek | Clippercreek | ETL Listed, FCC Part 15 Class B, NEC 625 | 2283 | 2390 | 50 | 2340 | 2319.8 | 36.8 | Variable
Puget Sound Solar | 1 | Basic Level 2 | CS-20 w/ serial comm - 18 foot cable for cord mgmt | CS-20-C13-L18-62, 16A charging, 240VAC, 18' Delphi G2 J1772 connector 10AWG, ST11G, Serial Com, ClipperCreek | 0231-00-000 | Clippercreek | Clippercreek | ETL Listed, FCC Part 15 Class B, NEC 625 | 1850 | 1945 | 50 | 1895 | 1888.15 | 38.15 | Variable
Puget Sound Solar | 1 | Basic Level 2 | CS-25 w/ serial comm - 18 foot cable | CS-25-C13-L18-63, 20A charging, 240VAC, 18' Delphi G2 J1772 connector 10AWG, ST11H, Serial Com, ClipperCreek | 0231-00-001 | Clippercreek | Clippercreek | ETL Listed, FCC Part 15 Class B, NEC 625 | 1850 | 1945 | 50 | 1895 | 1888.15 | 38.15 | Variable
Puget Sound Solar | 1 | Smart Level 2 | CS-30 w/ serial comm - 18 foot cable | CS-30-C13-L18-64, 24A charging, 240VAC, 18' Delphi G2 J1772 connector 10AWG, ST11C, Serial Com, ClipperCreek | 0231-00-002 | Clippercreek | Clippercreek | ETL Listed, FCC Part 15 Class B, NEC 625 | 1850 | 1945 | 50 | 1895 | 1888.15 | 38.15 | Variable
Puget Sound Solar | 1 | Smart Level 2 | CS-40 w/ serial comm - 18 foot cable | CS-40-C13-L18-65, 32A charging, 240VAC, 18' Delphi G2 J1772 connector 10AWG, ST11B, Serial Com, ClipperCreek | 0231-00-003 | Clippercreek | Clippercreek | ETL Listed, FCC Part 15 Class B, NEC 625 | 1850 | 1945 | 50 | 1895 | 1888.15 | 38.15 | Variable
Puget Sound Solar | 1 | Smart Level 2 | CS-40 w/ serial comm - 18 foot cable | CS-40-C13-L18-66, 30A/15A charging, 240VAC, 18' Delphi G2 J1772 connector 10AWG, ST11SA, Serial Com, ClipperCreek | 0231-00-004 | Clippercreek | Clippercreek | ETL Listed, FCC Part 15 Class B, NEC 625 | 1850 | 1945 | 50 | 1895 | 1888.15 | 38.15 | Variable
Puget Sound Solar | 1 | Smart Level 2 | CS series installation | Install charging station, no 'make-ready' work is included, just 'bolt-down' to prepared location | CS Install |  |  | NEC 625 | 650 | 750 |  | 776 | 752.72 | 102.72 | Variable
Puget Sound Solar | 1 | Smart Level 2 | EV Detect | pcba, EVD-1 rev 3.0, BOM 3.0, EV detected | 1007-0033 | Clippercreek | Clippercreek |  | 195 | 195 | 10 | 215 | 208.55 | 13.55 | Variable
Puget Sound Solar | 1 | Smart Level 2 | Aux Relay Kit | kit, auxiliary relay, CS-series, 240VAC coil NOTE: Load Sharing For Use with CS-40 30A/15A only | 0200-07-000 | Clippercreek | Clippercreek |  | 55 | 55 | 10 | 49 | 57.53 | 2.53 | Variable
Puget Sound Solar | 1 | Smart Level 2 | CS Dual Mount Kit | product, pedestal, dual mounting kit, type b, traditional, CC18 | 0300-00-016 | Clippercreek | Clippercreek |  | 250 | 250 | 50 | 299 | 340.03 | 90.03 | Variable
Puget Sound Solar | 1 | Smart Level 2 | CS Single Pedestal | product, pedestal, traditional 4 foot kit, single mount, CS and TS | 0300-00-015 | Clippercreek | Clippercreek |  | 750 | 750 | 50 | 800 | 826 | 76 | Variable
Puget Sound Solar | 1 | Smart Level 2 | Conduit Kit 3/4" | pedestal accessory, 3/4" conduit assembly, low power | 0300-06-001 | Clippercreek | Clippercreek |  | 35 | 35 | 10 | 35 | 43.95 | 8.95 | Variable
Puget Sound Solar | 1 | Smart Level 2 | Conduit Kit 1" | pedestal accessory, 1" conduit assembly, high power | 0300-06-002 | Clippercreek | Clippercreek |  | 35 | 35 | 10 | 35 | 43.95 | 8.95 | Variable
Puget Sound Solar | 1 | Smart Level 2 | HCS installation | Install charging station, no 'make-ready' work is included, just 'bolt-down' to prepared location | HCS Install | Clippercreek | Clippercreek | NEC 625 | 590 | 640 |  | 685 | 664.45 | 74.45 | Variable
Puget Sound Solar | 1 | Smart Level 2 | HCS-20 | HCS-20-C13-L25-42, 16A charging, 240VAC, 10AWG, 25' Delphi G2 J1772 connector 10AWG, LV29B, ClipperCreek | 0909-00-000 | Clippercreek | Clippercreek | ETL Listed, FCC Part 15 Class B, NEC 625 | 605 | 615 |  | 635 | 615.95 | 10.95 | Variable
Puget Sound Solar | 3 | Installation Services | HCS-20 | HCS-20-C13-L25-110, 16A/8A/16A/8A charging, 240VAC, 10AWG service, 25' Delphi G2 J1772 connector 10AWG, LV35H, ClipperCreek - for use with Cosmos Card | 0909-00-016 | Clippercreek | Clippercreek | ETL Listed, FCC Part 15 Class B, NEC 625 | 605 | 615 | 50 | 622 | 653.34 | 48.34 | Variable
Puget Sound Solar | 1 | Accessory | HCS-25 | HCS-25-C13-L25-43, 20A charging, 240VAC, 10AWG, 25' Delphi G2 J1772 connector 10AWG, LV29B, ClipperCreek | 0909-00-001 | Clippercreek | Clippercreek | ETL Listed, FCC Part 15 Class B, NEC 625 | 605 | 615 | 50 | 622 | 653.34 | 48.34 | Variable
Puget Sound Solar | 1 | Accessory | HCS-30 | HCS-30-C13-L25-44, 24A charging, 240VAC, 10AWG, 25' Delphi G2 J1772 connector, LV29F 10AWG, ClipperCreek | 0909-00-002 | Clippercreek | Clippercreek | ETL Listed, FCC Part 15 Class B, NEC 625 | 605 | 615 | 50 | 622 | 653.34 | 48.34 | Variable
Puget Sound Solar | 1 | Accessory | HCS-40 | HCS-40-C13-L25-144, 32A/24A/16A/08A charging, 240VAC, 10AWG service, 25' Aptiv G2 J1772 connector 10AWG, LV35H, ClipperCreek - for use with Cosmos Card | 0918-00-003 | Clippercreek | Clippercreek | ETL Listed, FCC Part 15 Class B, NEC 625 | 605 | 615 | 50 | 622 | 653.34 | 48.34 | Variable
Puget Sound Solar | 1 | Accessory | HCS-40 (COSMOS Enabled) | HCS-40-C13-L25-50, 32A/24A/16A/08A charging, 240VAC, 10AWG service, 25' Delphi G2 J1772 connector 10AWG, LV29H, ClipperCreek - for use with Cosmos Card | 0909-00-005 | Clippercreek | Clippercreek | ETL Listed, FCC Part 15 Class B, NEC 625 | 605 | 615 | 50 | 622 | 653.34 | 48.34 | Variable
Puget Sound Solar | 1 | Accessory | HCS-40P w/ NEMA 14-50 Plug | HCS-40-C13-P6-L25-190, 32A/24A/16A/08A charging, 240VAC, NEMA 14-50P, 25' Aptiv G2 J1772 connector 10AWG, LV35H, ClipperCreek | 0922-00-003 | Clippercreek | Clippercreek | ETL Listed, FCC Part 15 Class B, NEC 625 | 620 | 629 | 50 | 648 | 678.56 | 58.56 | Variable
Puget Sound Solar | 1 | Accessory | HCS-40P w/ NEMA 6-50 Plug | HCS-40-C13-P5-L25-47, 32A charging, 240VAC, 25' Delphi G2 J1772 connector 10AWG, LV29G, NEMA 6-50P, ClipperCreek | 0910-00-001 | Clippercreek | Clippercreek | ETL Listed, FCC Part 15 Class B, NEC 625 | 620 | 629 | 50 | 648 | 678.56 | 58.56 | Variable
Puget Sound Solar | 3 | Installation Services | HCS-50 | HCS-50-C13-L25-81, 40A charging, 240VAC, 8AWG service, 25' Delphi G2 J1772 connector 10AWG, LV35F, ClipperCreek | 0909-00-010 | Clippercreek | Clippercreek | ETL Listed, FCC Part 15 Class B, NEC 625 | 665 | 685 | 50 | 725 | 753.25 | 88.25 | Variable
Puget Sound Solar | 1 | Basic Level 2 | HCS-50P w/ NEMA 14-50 Plug | HCS-50-C13-P6-L25-83, 40A charging, 240VAC, 25' Delphi G2 J1772 connector 10AWG, LV29F, NEMA 14-50P, ClipperCreek | 0910-00-009 | Clippercreek | Clippercreek | ETL Listed, FCC Part 15 Class B, NEC 625 | 695 | 709 | 50 | 725 | 753.25 | 58.25 | Variable
Puget Sound Solar | 1 | Smart Level 2 | HCS-50P w/ NEMA 6-50 Plug | HCS-50-C13-P5-L25-87, 40A charging, 240VAC, 25' Delphi G2 J1772 connector 10AWG, LV29F, NEMA 6-50P, ClipperCreek | 0910-00-010 | Clippercreek | Clippercreek | ETL Listed, FCC Part 15 Class B, NEC 625 | 695 | 709 | 50 | 699 | 728.03 | 33.03 | Variable
Puget Sound Solar | 1 | Basic Level 2 | HCS-50 | HCS-50-C13-L25-101, 40A/30A/20A/10A charging, 240VAC, 8AWG service, 25' Delphi G2 J1772 connector 10AWG, LV35K, ClipperCreek - for use with Cosmos Card | 0909-00-013 | Clippercreek | Clippercreek | ETL Listed, FCC Part 15 Class B, NEC 625 | 695 | 709 | 50 | 699 | 728.03 | 33.03 | Variable
Puget Sound Solar | 1 | Basic Level 2 | HCS-60 | HCS-60-C16-L25-159, 48A/36A/24A/12A charging, 240VAC, 8AWG service, 25' ITT G2 J1772 connector 6AWG, LV35J, ClipperCreek - for use with Cosmos Card | 0920-00-000 | Clippercreek | Clippercreek | ETL Listed, FCC Part 15 Class B, NEC 625 | 925 | 950 | 50 | 989 | 1009.33 | 84.33 | Variable
Puget Sound Solar | 1 | Smart Level 2 | HCS-60 | HCS-60-C16-L25-89, 48A/36A/24A/12A charging, 240VAC, 8AWG, 25' ITT G2 J1772 connector 6AWG, LV29J, ClipperCreek - for use with Cosmos Card | 0911-00-003 | Clippercreek | Clippercreek | ETL Listed, FCC Part 15 Class B, NEC 625 | 925 | 950 | 50 | 989 | 1009.33 | 84.33 | Variable
Puget Sound Solar | 1 | Smart Level 2 | HCS-80 | HCS-80-C16-L25-94, 64A/48A/32A/16A charging, 240VAC, 8AWG service, 25' ITT G2 J1772 connector 6AWG, LV37M, ClipperCreek - for use with Cosmos Card | 0911-00-004 | Clippercreek | Clippercreek | ETL Listed, FCC Part 15 Class B, NEC 625 | 995 | 1019 | 50 | 1066 | 1084.02 | 89.02 | Variable
Puget Sound Solar | 1 | Basic Level 2 | HCS-20 - 18 foot cord for cord management kit | HCS-20-C13-L18-154, 16A/16A/8A/8A charging, 240VAC, 10AWG service, 18' Aptiv G2 J1772 connector 10AWG, LV35H, ClipperCreek - for use with Cosmos Card | 0919-00-000 | Clippercreek | Clippercreek | ETL Listed, FCC Part 15 Class B, NEC 625 | 605 | 615 | 50 | 622 | 653.34 | 48.34 | Variable
Puget Sound Solar | 1 | Basic Level 2 | HCS-25 - 18 foot cord | HCS-25-C13-L18-155, 20A charging, 240VAC, 10AWG service, 18' Aptiv G2 J1772 connector 10AWG, LV35B, ClipperCreek | 0919-00-001 | Clippercreek | Clippercreek | ETL Listed, FCC Part 15 Class B, NEC 625 | 605 | 615 | 50 | 622 | 653.34 | 48.34 | Variable
Puget Sound Solar | 1 | Basic Level 2 | HCS-30 - 18 foot cord | HCS-30-C13-L18-156, 24A charging, 240VAC, 10AWG service, 18' Aptiv G2 J1772 connector 10AWG, LV35H, ClipperCreek | 0919-00-002 | Clippercreek | Clippercreek | ETL Listed, FCC Part 15 Class B, NEC 625 | 605 | 615 | 50 | 622 | 653.34 | 48.34 | Variable
Puget Sound Solar | 1 | Basic Level 2 | HCS-40 - 18 foot cord | HCS-40-C13-L18-157, 32A/24A/16A/08A charging, 240VAC, 10AWG service, 18' Aptiv G2 J1772 connector 10AWG, LV35H, ClipperCreek - for use with Cosmos Card | 0919-00-003 | Clippercreek | Clippercreek | ETL Listed, FCC Part 15 Class B, NEC 625 | 605 | 615 | 50 | 622 | 653.34 | 48.34 | Variable
Puget Sound Solar | 1 | Basic Level 2 | HCS-40 - 18 foot cord | HCS-40-C13-L18-76, 32A/24A/16A/08A charging, 240VAC, 10AWG service, 18' Delphi G2 J1772 connector 10AWG, LV29H, ClipperCreek - for use with Cosmos Card | 0913-00-005 | Clippercreek | Clippercreek | ETL Listed, FCC Part 15 Class B, NEC 625 | 605 | 615 | 50 | 622 | 653.34 | 48.34 | Variable
Puget Sound Solar | 1 | Smart Level 2 | HCS-50 - 18 foot cord | HCS-50-C13-L18-158, 40A/30A/20A/10A charging, 240VAC, 8AWG service, 18' Aptiv G2 J1772 connector 10AWG, LV35K, ClipperCreek - for use with Cosmos Card | 0919-00-004 | Clippercreek | Clippercreek | ETL Listed, FCC Part 15 Class B, NEC 625 | 675 | 685 | 50 | 699 | 728.03 | 53.03 | Variable
Puget Sound Solar | 1 | Smart Level 2 | HCS-50 - 18 foot cord | HCS-50-C13-L18-107, 40A/30A/20A/10A charging, 240VAC, 8AWG service, 18' Delphi G2 J1772 connector 10AWG, LV35K, ClipperCreek - for use with Cosmos Card | 0913-00-009 | Clippercreek | Clippercreek | ETL Listed, FCC Part 15 Class B, NEC 625 | 675 | 685 | 50 | 699 | 728.03 | 53.03 | Variable
Puget Sound Solar | 1 | Smart Level 2 | HCS-60 - 18 foot cord | HCS-60-C16-L18-166, 48A/36A/24A/12A charging, 240VAC, 8AWG service, 18' ITT G2 J1772 connector 6AWG, LV35J, ClipperCreek - for use with Cosmos Card | 0921-00-000 | Clippercreek | Clippercreek | ETL Listed, FCC Part 15 Class B, NEC 625 | 935 | 950 | 50 | 989 | 1009.33 | 74.33 | Variable
Puget Sound Solar | 1 | Smart Level 2 | HCS-60 - 18 foot cord | HCS-60-C16-L18-119, 48A/36A/24A/12A charging, 240VAC, 8AWG service, 18' ITT G2 J1772 connector 6AWG, LV35J, ClipperCreek - for use with Cosmos Card | 0915-00-003 | Clippercreek | Clippercreek | ETL Listed, FCC Part 15 Class B, NEC 625 | 935 | 950 | 50 | 989 | 1009.33 | 74.33 | Variable
Puget Sound Solar | 1 | Smart Level 2 | HCS-80 - 18 foot cord | HCS-80-C16-L18-167, 64A/48A/32A/16A charging, 240VAC, 8AWG service, 18' ITT G2 J1772 connector 6AWG, LV37M, ClipperCreek - for use with Cosmos Card | 0921-00-001 | Clippercreek | Clippercreek | ETL Listed, FCC Part 15 Class B, NEC 625 | 999 | 1019 | 50 | 1066 | 1084.02 | 85.02 | Variable
Puget Sound Solar | 1 | Basic Level 2 | HCS-80 - 18 foot cord | HCS-80-C16-L18-103, 64A/48A/32A/16A charging, 240VAC, 8AWG service, 18' ITT G2 J1772 connector 6AWG, LV37M, ClipperCreek - for use with Cosmos Card | 0915-00-002 | Clippercreek | Clippercreek | ETL Listed, FCC Part 15 Class B, NEC 625 | 999 | 1019 | 50 | 1066 | 1084.02 | 85.02 | Variable
Puget Sound Solar | 1 | Basic Level 2 | HCS-20R Ruggedized, 25 foot cable | HCS-20R-C17-L25-85, 16A charging, 240VAC, 10AWG service, 25' GCC J1772 connector 10AWG, LV35B, ClipperCreek | 0909-01-000 | Clippercreek | Clippercreek | ETL Listed, FCC Part 15 Class B, NEC 625 | 693.55 | 715 | 50 | 732 | 760.04 | 66.49 | Variable
Puget Sound Solar | 1 | Smart Level 2 | HCS-20R | HCS-20R-C17-L25-168, 16A/16A/8A/8A charging, 240VAC, 10AWG service, 25' GCC J1772 connector 10AWG, LV35H, ClipperCreek - for use with Cosmos Card | 0918-01-000 | Clippercreek | Clippercreek | ETL Listed, FCC Part 15 Class B, NEC 625 | 693.55 | 715 | 50 | 732 | 760.04 | 66.49 | Variable
Puget Sound Solar | 1 | Smart Level 2 | HCS-30R | HCS-30R-C17-L25-84, 24A charging, 240VAC, 10AWG service, 25' GCC J1772 connector 10AWG, LV35F, ClipperCreek | 0909-01-002 | Clippercreek | Clippercreek | ETL Listed, FCC Part 15 Class B, NEC 625 | 693.55 | 715 | 50 | 732 | 760.04 | 66.49 | Variable
Puget Sound Solar | 1 | Smart Level 2 | HCS-40R | HCS-40R-C17-L25-170, 32A/24A/16A/08A charging, 240VAC, 10AWG service, 25' GCC J1772 connector 10AWG, LV35H, ClipperCreek - for use with Cosmos Card | 0918-01-003 | Clippercreek | Clippercreek | ETL Listed, FCC Part 15 Class B, NEC 625 | 693.55 | 715 | 50 | 732 | 760.04 | 66.49 | Variable
Puget Sound Solar | 1 | Smart Level 2 | HCS-40R | HCS-40R-C17-L25-78, 32A/24A/16A/08A charging, 240VAC, 10AWG, 25' GCC J1772 connector 10AWG, LV29H, ClipperCreek - for use with Cosmos Card | 0909-01-005 | Clippercreek | Clippercreek | ETL Listed, FCC Part 15 Class B, NEC 625 | 693.55 | 715 | 50 | 732 | 760.04 | 66.49 | Variable
Puget Sound Solar | 1 | Smart Level 2 | HCS-40PR w/ NEMA 14-50 Plug | HCS-40R-C17-P6-L25-90, 32A charging, 240VAC, 25' GCC J1772 connector 10AWG, LV29G, NEMA 14-50P, ClipperCreek | 0910-01-005 | Clippercreek | Clippercreek | ETL Listed, FCC Part 15 Class B, NEC 625 | 717.8 | 740 | 50 | 758 | 785.26 | 67.46 | Variable
Puget Sound Solar | 1 | Smart Level 2 | HCS-40PR w/ NEMA 6-50 Plug | HCS-40R-C17-P5-L25-61, 32A charging, 240VAC, 25' GCC J1772 connector 10AWG, LV29G, NEMA 6-50P, ClipperCreek | 0910-01-001 | Clippercreek | Clippercreek | ETL Listed, FCC Part 15 Class B, NEC 625 | 717.8 | 740 | 0 | 758 | 735.26 | 17.46 | Variable
Puget Sound Solar | 1 | Smart Level 2 | HCS-60R | HCS-60R-C22-L25-109, 48A/36A/24A/12A charging, 240VAC, 8AWG, 25' Sinbon J1772 connector 8AWG, LV35J, ClipperCreek - for use with Cosmos Card | 0911-01-003 | Clippercreek | Clippercreek | ETL Listed, FCC Part 15 Class B, NEC 625 | 1018.5 | 1050 | 50 | 1099 | 1116.03 | 97.53 | Variable
Puget Sound Solar | 1 | Smart Level 2 | HCS-40R - 18 foot cable for cord mangement option | HCS-40R-C17-L18-178, 32A/24A/16A/08A charging, 240VAC, 10AWG service, 18' GCC J1772 connector 10AWG, LV35H, ClipperCreek - for use with Cosmos Card | 0919-01-003 | Clippercreek | Clippercreek | ETL Listed, FCC Part 15 Class B, NEC 625 | 693.55 | 715 | 50 | 732 | 760.04 | 66.49 | Variable
Puget Sound Solar | 1 | Basic Level 2 | HCS-40R - 18 foot cable | HCS-40R-C17-L18-97, 32A/24A/16A/08A charging, 240VAC, 10AWG service, 18' GCC J1772 connector 10AWG, LV35H, ClipperCreek - for use with Cosmos Card | 0913-01-005 | Clippercreek | Clippercreek | ETL Listed, FCC Part 15 Class B, NEC 625 | 693.55 | 715 | 50 | 732 | 760.04 | 66.49 | Variable
Puget Sound Solar | 1 | Smart Level 2 | HCS-60R - 18 foot cable | HCS-60R-C22-L18-185, 48A/36A/24A/12A charging, 240VAC, 8AWG service, 18' Sinbon J1772 connector 8AWG, LV35J, ClipperCreek - for use with Cosmos Card | 0921-01-000 | Clippercreek | Clippercreek | ETL Listed, FCC Part 15 Class B, NEC 625 | 1018.5 | 1050 | 50 | 1099 | 1116.03 | 97.53 | Variable
Puget Sound Solar | 1 | Basic Level 2 | HCS-60R - 18 foot cable | HCS-60R-C22-L18-134, 48A/36A/24A/12A charging, 240VAC, 8AWG service, 18' Sinbon J1772 connector 8AWG, LV35J, ClipperCreek - for use with Cosmos Card | 0915-01-003 | Clippercreek | Clippercreek | ETL Listed, FCC Part 15 Class B, NEC 625 | 1018.5 | 1050 | 50 | 1099 | 1116.03 | 97.53 | Variable
Puget Sound Solar | 1 | Smart Level 2 | HCS-80R - 18 foot cable | HCS-80R-C22-L18-186, 64A/48A/32A/16A charging, 240VAC, 8AWG service, 18' Sinbon J1772 connector 8AWG, LV37M, ClipperCreek - for use with Cosmos Card | 0921-01-001 | Clippercreek | Clippercreek | ETL Listed, FCC Part 15 Class B, NEC 625 | 1086.4 | 1120 | 50 | 1176 | 1190.72 | 104.32 | Variable
Puget Sound Solar | 1 | Smart Level 2 | HCS-80R - 18 foot cable | HCS-80R-C22-L18-118, 64A/48A/32A/16A charging, 240VAC, 8AWG service, 18' Sinbon J1772 connector 8AWG, LV37M, ClipperCreek - for use with Cosmos Card | 0915-01-002 | Clippercreek | Clippercreek | ETL Listed, FCC Part 15 Class B, NEC 625 | 1086.4 | 1120 | 50 | 1176 | 1190.72 | 104.32 | Variable
Puget Sound Solar | 1 | Basic Level 2 | ChargeGuard (keyed) | HCS accessory kit, Lorlin, ChargeGuard access control, standard | 0900-08-000 | Clippercreek | Clippercreek | n/a | 78 | 78 | 5 | 86 | 88.42 | 10.42 | Variable
Puget Sound Solar | 1 | Basic Level 2 | Replacement Keys | switch, spare key, Lorlin, set of 2, standard | 5006-1020 | Clippercreek | Clippercreek | n/a | 2.99 | 2.99 | 0 | 2.99 | 2.99 | 0 | Variable
Puget Sound Solar | 1 | Smart Level 2 | ChargeGuard EX | HCS accessory kit, EX, ChargeGuard access control, external control | 0900-09-000 | Clippercreek | Clippercreek | n/a | 78 | 78 | 5 | 86 | 88.42 | 10.42 | Variable
Puget Sound Solar | 1 | Smart Level 2 | COSMOS Card | HCS accessory kit, Cosmos UART Serial, Digital load management, Share2 expansion card | 0900-02-005 | Clippercreek | Clippercreek | n/a | 184 | 184 | 5 | 190 | 189.3 | 5.3 | Variable
Puget Sound Solar | 1 | Smart Level 2 |  | **Requires HCS unit with Special Software - Noted Above in Red*** | [8 empty] | 0 | 0 | Variable
Puget Sound Solar | 1 | Smart Level 2 | Holster | SAE J1772 EV Charging Station Connector Holster, Wall Mount | 1001-0015-B | Clippercreek | Clippercreek | n/a | 23.05 | 23.9167 | 5 | 21 | 25.37 | 2.32 | Variable
Puget Sound Solar | 1 | Smart Level 2 | Cable Cradle | Cable Cradle, EV Charging Station Cable Holder, Wall Mount 1001-0016-B | 1001-0016-B | Clippercreek | Clippercreek | n/a | 23.05 | 23.9167 | 5 | 21 | 25.37 | 2.32 | Variable
Puget Sound Solar | 1 | Smart Level 2 | HCS-60, 48 Amp Level 2 EVSE hardware only | HCS-60, 48 Amp Level 2 EVSE, 240V, with 25 ft cable | 0911-00-001-EO | Clippercreek | Clippercreek | ETL Listed, FCC Part 15 Class B, NEC 625 | 905 | 939 | 50 | 989 | 1009.33 | 104.33 | Variable
Puget Sound Solar | 1 | Smart Level 2 | HCS-60R, Ruggedized 48 Amp Level 2 EVSE & Installation (no 'make-ready') | HCS-60R, Ruggedized 48 Amp Level 2 EVSE, 240V, with 25 ft cable 0911-01-003 | HCS-60R-C17-P4-L25-60 | Clippercreek | Clippercreek | ETL Listed, FCC Part 15 Class B, NEC 625 | 1900.45 | 1971.9069 | 50 | 2382 | 2360.54 | 460.09 | Variable
Puget Sound Solar | 3 | Accessory | HCS-60R, Ruggedized 48 Amp Level 2 EVSE hardware only | HCS-60R, Ruggedized 48 Amp Level 2 EVSE, 240V, with 25 ft cable 0911-01-003 | HCS-60R-C17-P4-L25-60 | Clippercreek | Clippercreek | ETL Listed, FCC Part 15 Class B, NEC 625 | 987 | 1039 | 50 | 1099 | 1116.03 | 129.03 | Variable
Puget Sound Solar | 3 | Accessory | ChargeGuard access control | Includes key switch to restrict access | ChargeGuard | Clippercreek | Clippercreek | ETL Listed, FCC Part 15 Class B, NEC 625 | 123.5 | 128.1436 |  | 130 | 126.1 | 2.6 | Variable
Puget Sound Solar | 3 | Accessory | HCS Pedestal | Pedestal, 4-foot, single mount, HCS | 0300-00-033 | Clippercreek | Clippercreek | UL and ETL listed, NEC 625 compliant | 777.45 | 806.6821 | 50 | 938 | 959.86 | 182.41 | Variable
Puget Sound Solar | 3 | Accessory | HCS Dual Mounting Kit | Pedestal, dual mounting kit, HCS | 0300-00-030 | Clippercreek | Clippercreek | UL and ETL listed, NEC 625 compliant | 216.4 | 224.5366 |  | 235 | 227.95 | 11.55 | Variable
|  |  | Single Cable Management | product, pedestal, 3' extension kit, rev A, single mount | 0300-00-027 | Clippercreek | Clippercreek | UL and ETL listed, NEC 625 compliant | 815.45 | 846.1109 |  | 896 | 869.12 | 53.67 | Variable
Puget Sound Solar | 3 | Accessory | Dual Cable Management | product, pedestal, 3' extension kit, rev A, dual mount | 0300-00-028 | Clippercreek | Clippercreek | UL and ETL listed, NEC 625 compliant | 1135.65 | 1178.3504 |  | 1605 | 1556.85 | 421.2 | Variable
Puget Sound Solar | 3 | Accessory | HCS Pedestal Quad Mount Kit | HCS Pedestal Quad Mount Kit | 0300-00-031 | Clippercreek | Clippercreek | UL and ETL listed, NEC 625 compliant | 486.7 | 504.9999 |  | 472 | 457.84 | -28.86 | Variable
Puget Sound Solar | 3 | Basic Level 2 | Wall Mount Retractor | product, wall mount retractor assembly | 0300-00-000 | Clippercreek | Clippercreek | UL and ETL listed, NEC 625 compliant | 415 | 425 | 50 | 549 | 582.53 | 167.53 | Variable
Puget Sound Solar | 1 | Basic Level 2 | LCS-15 | LCS-15-C11-L25-78, Energy Star, 12A charging, 240VAC, 25' Aptiv Gen2 J1772 connector 14AWG, LV35A, ClipperCreek | 0711-00-000 | Clippercreek | Clippercreek | ETL Listed, FCC Part 15 Class B, NEC 625 | 420 | 430 | 50 | 549 | 582.53 | 162.53 | Variable
Puget Sound Solar | 3 | Basic Level 2 | LCS-20 | LCS-20-C11-L25-79, Energy Star, 16A charging, 240VAC, 25' Aptiv Gen2 J1772 connector 14AWG, LV35B, ClipperCreek | 0711-00-001 | Clippercreek | Clippercreek | ETL Listed, FCC Part 15 Class B, NEC 625 | 420 | 430 | 50 | 459 | 495.23 | 75.23 | Variable
Puget Sound Solar | 1 | Accessory | LCS-25 | LCS-25-C12-L25-52, 20A charging, 240VAC, 25' Delphi Gen2 J1772 connector 12AWG, LV29B, ClipperCreek | 0708-00-003 | Clippercreek | Clippercreek | ETL Listed, FCC Part 15 Class B, NEC 625 | 510 | 520 | 50 | 485 | 520.45 | 10.45 | Variable
Puget Sound Solar | 3 | Accessory | LCS-30 | LCS-30-C12-L25-81, Energy Star, 24A charging, 240VAC, 25' Aptiv Gen2 J1772 connector 12AWG, LV35F, ClipperCreek | 0711-00-003 | Clippercreek | Clippercreek | ETL Listed, FCC Part 15 Class B, NEC 625 | 540 | 550 | 50 | 550 | 583.5 | 43.5 | Variable
Puget Sound Solar | 3 | Accessory | LCS-20P w/ NEMA 14-30 Plug | LCP-20-C11-P1-L25-55, 16A charging, 240VAC, 25' Delphi Gen2 J1772 connector 14AWG, NEMA 14-30P, LV29B, ClipperCreek | 0709-00-001 | Clippercreek | Clippercreek | ETL Listed, FCC Part 15 Class B, NEC 625 | 440 | 450 | 50 | 450 | 486.5 | 46.5 | Variable
Puget Sound Solar | 3 | Accessory | LCS-20P w/ NEMA 14-50 Plug | LCP-20-C11-P2-L25-56, 16A charging, 240VAC, 25' Delphi Gen2 J1772 connector 14AWG, NEMA 14-50P, LV29B, ClipperCreek | 0709-00-002 | Clippercreek | Clippercreek | ETL Listed, FCC Part 15 Class B, NEC 625 | 440 | 450 | 50 | 450 | 486.5 | 46.5 | Variable
Puget Sound Solar | 3 | Accessory | LCS-20P w/ NEMA 6-50 Plug | LCP-20-C11-P3-L25-57, 16A charging, 240VAC, 25' Delphi Gen2 J1772 connector 14AWG, NEMA 6-50P, LV29B, ClipperCreek | 0709-00-003 | Clippercreek | Clippercreek | ETL Listed, FCC Part 15 Class B, NEC 625 | 440 | 450 | 50 | 450 | 486.5 | 46.5 | Variable
Puget Sound Solar | 3 | Accessory | LCS-25P w/ NEMA 14-30 Plug | LCP-25-C12-P1-L25-59, 20A charging, 240VAC, 25' Delphi Gen2 J1772 connector 12AWG, NEMA 14-30P, LV29B, ClipperCreek | 0709-00-005 | Clippercreek | Clippercreek | ETL Listed, FCC Part 15 Class B, NEC 625 | 525 | 535 | 50 | 535 | 568.95 | 43.95 | Variable
Puget Sound Solar | 3 | Accessory | LCS-25P w/ NEMA 14-50 Plug | LCP-25-C12-P2-L25-60, 20A charging, 240VAC, 25' Delphi Gen2 J1772 connector 12AWG, NEMA 14-50P, LV29B, ClipperCreek | 0709-00-006 | Clippercreek | Clippercreek | ETL Listed, FCC Part 15 Class B, NEC 625 | 525 | 535 | 50 | 535 | 568.95 | 43.95 | Variable
Puget Sound Solar | 1 | Basic Level 2 | LCS-25P w/ NEMA 6-50 Plug | LCP-25-C12-P3-L25-61, 20A charging, 240VAC, 25' Delphi Gen2 J1772 connector 12AWG, NEMA 6-50P, LV29B, ClipperCreek | 0709-00-007 | Clippercreek | Clippercreek | ETL Listed, FCC Part 15 Class B, NEC 625 | 525 | 535 | 50 | 535 | 568.95 | 43.95 | Variable
Puget Sound Solar | 1 | Basic Level 2 | LCS-30P w/ NEMA 14-30 Plug | LCP-30-C12-P1-L25-93, Energy Star, 24A charging, 240VAC, 25' Aptiv Gen2 J1772 connector 12AWG, NEMA 14-30P, LV35F, ClipperCreek | 0712-00-008 | Clippercreek | Clippercreek | ETL Listed, FCC Part 15 Class B, NEC 625 | 555 | 565 | 50 | 565 | 598.05 | 43.05 | Variable
Puget Sound Solar | 1 | Basic Level 2 | LCS-30P w/ NEMA 14-50 Plug | LCP-30-C12-P2-L25-64, 24A charging, 240VAC, 25' Delphi Gen2 J1772 connector 12AWG, NEMA 14-50P, LV29F, ClipperCreek | 0709-00-010 | Clippercreek | Clippercreek | ETL Listed, FCC Part 15 Class B, NEC 625 | 555 | 565 | 50 | 565 | 598.05 | 43.05 | Variable
Puget Sound Solar | 1 | Basic Level 2 | LCS-30P w/ NEMA 6-50 Plug | LCP-30-C12-P3-L25-65, 24A charging, 240VAC, 25' Delphi Gen2 J1772 connector 12AWG, NEMA 6-50P, LV29F, ClipperCreek | 0709-00-011 | Clippercreek | Clippercreek | ETL Listed, FCC Part 15 Class B, NEC 625 | 555 | 565 | 50 | 565 | 598.05 | 43.05 | Variable
Puget Sound Solar | 1 | Basic Level 2 | LCS Installation | Install charging station, no 'make-ready' work is included, just 'bolt-down' to prepared location | LCS Install |  |  | NEC 625 | 400 | 450 |  | 450 | 436.5 | 36.5 | Variable
Puget Sound Solar | 1 | Basic Level 2 | OP-WARR-HCS-01 | Extended Warranty for HCS-40 – 1 year extension (parts only) for 4 years total limited warranty per port | OP-WARR-HCS-01 | Clippercreek | Clippercreek | n/a | 212.66 | 220.656 |  | 220.66 | 214.0402 | 1.3802 | Variable
Puget Sound Solar | 1 | Basic Level 2 | OP-WARR-HCS-02 | Extended Warranty for HCS-40 – 2 years extension (parts only) for 5 years total limited warranty per port | OP-WARR-HCS-02 | Clippercreek | Clippercreek | n/a | 414.54 | 430.1267 |  | 430.13 | 417.2261 | 2.6861 | Variable
Puget Sound Solar | 1 | Basic Level 2 | HCS-D40 | HCS-D40-C13-L25-113, 32A or 2x16A charging, 240VAC, 2x25' Aptiv G2 J1772 connector 10AWG, 08AWG conduit, LVGM39D, ClipperCreek | 0908-00-000 | Clippercreek | Clippercreek | ETL Listed, FCC Part 15 Class B, NEC 625 | 1396.2 | 1409 | 50 | 1484 | 1489.48 | 93.28 | Variable
Puget Sound Solar | 1 | Basic Level 2 | HCS-D40R | HCS-D40R-C17-L25-121, 32A or 2x16A charging, 240VAC, 2x25' GCC G2 J1772 connector 10AWG, 08AWG conduit, LV39D, ClipperCreek | 0908-01-000 | Clippercreek | Clippercreek | ETL Listed, FCC Part 15 Class B, NEC 625 | 1603.22 | 1609 | 50 | 1704 | 1702.88 | 99.66 | Variable
Puget Sound Solar | 1 | Basic Level 2 | HCS-D40P | HCS-D40P-C13-P6-L25-136, 32A or 2x16A charging, 240VAC, 2x25' Aptiv G2 J1772 connector 10AWG, NEMA 14-50P, LV39D, ClipperCreek | 0917-00-000 | Clippercreek | Clippercreek | ETL Listed, FCC Part 15 Class B, NEC 625 | 1416.92 | 1429 | 50 | 1506 | 1510.82 | 93.9 | Variable
Puget Sound Solar | 1 | Basic Level 2 | HCS-D50 | HCS-D50-C13-L25-120, 40A or 2x20A charging, 240VAC, 2x25' Aptiv G2 J1772 connector 10AWG, 08AWG conduit | 0908-00-001 | Clippercreek | Clippercreek | ETL Listed, FCC Part 15 Class B, NEC 625 | 1530.77 | 1539 | 50 | 1627 | 1628.19 | 97.42 | Variable
Puget Sound Solar | 1 | Basic Level 2 | HCS-D50P | HCS-D50P-C13-P6-L25-136, 40A or 2x20A charging, 240VAC, 2x25' Aptiv G2 J1772 connector 10AWG, NEMA 14-50P | 0917-00-004 | Clippercreek | Clippercreek | ETL Listed, FCC Part 15 Class B, NEC 625 | 1551.47 | 1559 | 50 | 1649 | 1649.53 | 98.06 | Variable
FLO
Puget Sound Solar | 1 | Basic Level 2 | CoRe+ Charging Station | CoRe+ Charging station, wall mounted, 30A, 25 feet cable, LCD Display, RFID reader, network ready - FLO - NRRV | C+V2-EVSE-30-25-LC1-RR1-NSL-FL-NRRV-ST | AddEnergie | FLO | CSA certified for Canada and United States. Complies with UL 2594, UL 2231-1, UL 2231-2 | 2037.8 | 2567.95 |  | 2850 | 2764.5 | 726.7 | Variable
Puget Sound Solar | 3 | Installation Services | Core+ Ps Charging Station (Power Sharing Module) | CoRe+ PS Charging station (Power Sharing module), wall mounted, controlled from 8 to 30A, 25 feet cable, LCD Display, RFID reader, network ready - FLO - NRRV | C+V2-EVSE-30-25-LC1-RR1-NSL-FL-NRRV-PS | AddEnergie | FLO | CSA certified for Canada and United States. Complies with UL 2594, UL 2231-1, UL 2231-2 | 2037.8 | 2567.95 | 50 | 2850 | 2814.5 | 776.7 | Variable
Puget Sound Solar | 3 | Warranty | Core+ Vb Charging Station (Basic Version Module) | CoRe+ VB Charging station (basic version module), wall mounted, 30A, 25 feet cable, no networking, no display and no reader - FLO - NRRV | C+V2-EVSE-30-25-LED-NOR-NSL-FL-NRRV-ST | AddEnergie | FLO | CSA certified for Canada and United States. Complies with UL 2594, UL 2231-1, UL 2231-2 | 1428.093 | 1800 | 50 | 2200 | 2184 | 755.907 | Variable
Puget Sound Solar | 3 | Warranty | Cable Management System - Grrv | Cable management system - GRRV | CM-F1-GRRV | AddEnergie | FLO | CSA certified for Canada and United States. Complies with UL 2594, UL 2231-1, UL 2231-2 | 339.25 | 425 | 50 | 486 | 521.42 | 182.17 | Variable
Puget Sound Solar | 3 | Basic Level 2 | Cable Management Column - Grrv | Cable management column - GRRV | CM-E1-GRRV | AddEnergie | FLO | CSA certified for Canada and United States. Complies with UL 2594, UL 2231-1, UL 2231-2 | 155.25 | 195 | 50 | 224 | 267.28 | 112.03 | Variable
Puget Sound Solar | 3 | Basic Level 2 | Core+ Bracket | CoRe+ bracket, side by side configuration - GRRV | C+-BSS-GRRV | AddEnergie | FLO | CSA certified for Canada and United States. Complies with UL 2594, UL 2231-1, UL 2231-2 | 154.1 | 192.5 | 50 | 222 | 265.34 | 111.24 | Variable
Puget Sound Solar | 3 | Basic Level 2 | Cable Management System Sign - Flo - Bcce | Cable management system sign - FLO - BCCE | CM-S1-FL-BCCE | AddEnergie | FLO | CSA certified for Canada and United States. Complies with UL 2594, UL 2231-1, UL 2231-2 | 115 | 145 | 50 | 189 | 233.33 | 118.33 | Variable
Puget Sound Solar | 3 | Basic Level 2 | Core+ Pedestal For One Or Two Charging Station - Grrv | CoRe+ pedestal for one or two charging station - GRRV | C+V1-PED-RV-GRRV | AddEnergie | FLO | CSA certified for Canada and United States. Complies with UL 2594, UL 2231-1, UL 2231-2 | 437 | 550 | 100 | 650 | 730.5 | 293.5 | Variable
Puget Sound Solar | 3 | Basic Level 2 | Pedestal Cascading Mounting Bracket With Terminal Block | Pedestal cascading mounting bracket with terminal block for up to #4 gauge CU conductors | C+V1-PWCK-40 | AddEnergie | FLO | CSA certified for Canada and United States. Complies with UL 2594, UL 2231-1, UL 2231-2 | 155.25 | 195 | 100 | 235 | 327.95 | 172.7 | Variable
Puget Sound Solar | 3 | Smart Level 2 | Pedestal Cascading Mounting Bracket With Terminal Block | Pedestal cascading mounting bracket with terminal block for up to #2/0 gauge CU or AL conductors | C+V1-PWCK-150 | AddEnergie | FLO | CSA certified for Canada and United States. Complies with UL 2594, UL 2231-1, UL 2231-2 | 178.25 | 225 | 100 | 245 | 337.65 | 159.4 | Variable
Puget Sound Solar | 3 | Smart Level 2 | Double 40 Amp Breaker For Cascading Mounting Bracket | Double 40 Amp breaker for cascading mounting bracket | Breaker-40D | AddEnergie | FLO | CSA certified for Canada and United States. Complies with UL 2594, UL 2231-1, UL 2231-2 | 46 | 57.75 | 5 | 59 | 62.23 | 16.23 | Variable
Puget Sound Solar | 3 | Basic Level 2 | Core+ Pedestal Anchor Kit For Onsite Made Concrete Base | CoRe+ pedestal anchor kit for onsite made concrete base | C+V1-ANCHOR | AddEnergie | FLO | CSA certified for Canada and United States. Complies with UL 2594, UL 2231-1, UL 2231-2 | 92 | 115.5 | 10 | 132 | 138.04 | 46.04 | Variable
Puget Sound Solar | 3 | Accessory | Warranty | Warranty $60.00/year to a maximum of 4 additional years bringing total warranty to 5-years for $300.00. | Warranty | AddEnergie | FLO | n/a | $60.00/year |  |  |  | 0
Puget Sound Solar | 3 | Accessory | SmartTWO Charging Station | SmartTWO 208-240 V Charging station head with RFID reader, connector module with straight cable, locking mechanism and J1772 connector - FLO - BLRV | S2-V4-TETE-FL-BLRV | AddEnergie | FLO | CSA certified for Canada and United States Complies with UL 2594, UL 2231-1, UL 2231-2 | 2875 | 3349.5 | 100 | 3675 | 3664.75 | 789.75 | Variable
Puget Sound Solar | 3 | Accessory | SmartTwo Wall Mounting Base | SmartTWO Wall mounting base with cable hanger - GRRV | S2-V4-SM-RV-GRRV | AddEnergie | FLO | CSA certified for Canada and United States Complies with UL 2594, UL 2231-1, UL 2231-3 | 515.2 | 650 | 20 | 723 | 721.31 | 206.11 | Variable
Puget Sound Solar | 3 | Accessory | SmartTWO Pole Mount Adapter Kit | Pole mount adapter kit for SmartTWO wall mounting base | S2-V2-ACCSM-01-01 | AddEnergie | FLO | CSA certified for Canada and United States Complies with UL 2594, UL 2231-1, UL 2231-5 | 62.1 | 77 | 15 | 92 | 104.24 | 42.14 | Variable
Puget Sound Solar | 3 | Accessory | SmartTwo Sign Support | SmartTWO sign support for wall mounting base or pedestal mounting base - GRRV | S2-V2-ACCSPSM-01-02-GRRV | AddEnergie | FLO | CSA certified for Canada and United States Complies with UL 2594, UL 2231-1, UL 2231-7 | 62.1 | 77 | 15 | 92 | 104.24 | 42.14 | Variable
Puget Sound Solar | 3 | Accessory | SmartTwo Single White Sign | SmartTWO single white sign - FLO - BCCE | S2-V2-ACCSPSM-01-03-FL-BCCE | AddEnergie | FLO | CSA certified for Canada and United States Complies with UL 2594, UL 2231-1, UL 2231-8 | 25.3 | 30.8 | 5 | 50 | 53.5 | 28.2 | Variable
Puget Sound Solar | 3 | Accessory | Warranty | Warranty $80.00/year to a maximum of 4 additional years bringing total warranty to 5-years for $400.00 |  | AddEnergie | FLO | n/a | $80.00/year | $80.00/year |  |  | $80.00/year
Puget Sound Solar | 3 | Accessory | SmartDC Fast Charger 50 kW | SmartDC version 3, 50kW, 480 Volts, SAE & CHAdeMO charging connectors | DCCH502AN1-FL-P03 | AddEnergie | FLO | cULus: UL 2202, UL 2131-1, UL 2131-2, CSA C22.2 NO. 107.1-16 CSA C22.2 NO. 281.1-12, CSA C22.2 NO. 281.2-12 FCC part 15 Class AICES-3(A) / NMB-3(A) | 27700 | 27700 | 375 | 29500 | 28990 | 1290 | Variable
Puget Sound Solar | 3 | Accessory | SmartDC Fast Charger 100 kW | SmartDC version 3, 100kW, 480 Volts, SAE & CHAdeMO charging connectors | DCCH502AO1-FL-P03 | AddEnergie | FLO | cULus: UL 2202, UL 2131-1, UL 2131-2, CSA C22.2 NO. 107.1-16 CSA C22.2 NO. 281.1-12, CSA C22.2 NO. 281.2-12 FCC part 15 Class AICES-3(A) / NMB-3(A) | 43900 | 43900 | 475 | 46753 | 45825.41 | 1925.41 | Variable
Puget Sound Solar | 3 | Service Plan | SmartDC 50kW Cable Management | Cable Management (only on 50kW) | DCCM5000N1-P03 | AddEnergie | FLO | cULus: UL 2202, UL 2131-1, UL 2131-2, CSA C22.2 NO. 107.1-16 CSA C22.2 NO. 281.1-12, CSA C22.2 NO. 281.2-12 FCC part 15 Class AICES-3(A) / NMB-3(A) | 2500 | 2500 | 100 | 2635 | 2655.95 | 155.95 | Variable
Puget Sound Solar | 3 | Smart Level 2 | Warranty | Preventative Maintenance Services on version 3, 50kW SDCFC |  | AddEnergie | FLO | n/a | $661.25/year | $661.25/year | 0 |  | $661.25/year
Puget Sound Solar | 3 | Accessory | Warranty | Preventative Maintenance Services on version 3, 100kW SDCFC |  | AddEnergie | FLO | n/a | $661.25/year | $661.25/year | 0 |  | $661.25/year
Puget Sound Solar | 3 | Accessory | Warranty | Warranty on version 3, 50kW SDCFC $575 per year for 4 additional years. Total 5 year cost = $2,300 |  | AddEnergie | FLO | n/a | $575/year | $575/year | 0 |  | $575/year
Puget Sound Solar | 3 | Accessory | Warranty | Warranty on version 3, 100kW SDCFC $775 per year for 4 additional years. Total 5 year cost = $3,100 |  | AddEnergie | FLO | n/a | $775/year | $775/year | 0 |  | $775/year
Puget Sound Solar | 3 | Accessory | CoRe+ Smart Charging Station Installation | Install CoRe+ Smart Charging Stataion (no 'make-ready') | Installation | AddEnergie | FLO | n/a | 960 | 960 | 0 |  | 0 | -960 | Variable
Puget Sound Solar | 3 | Service Plan | CoRe+ PS Charging Station Installation | Install CoRe+ PS Charging Stationaion (no 'make-ready') | Installation | AddEnergie | FLO | n/a | 960 | 960 | 0 |  | 0 | -960 | 4-6 months
Puget Sound Solar | 3 | DC Fast Charger | CoRe+ Basic Charging Station Installation | Install CoRe+ Basic Charging Stataion (no 'make-ready') | Installation | AddEnergie | FLO | n/a | 960 | 960 | 0 |  | 0 | -960 | 4-6 months
Puget Sound Solar | 3 | DC Fast Charger | SmartTWO Charging Station Installation | Install SmartTWO Charging Stationaion (no 'make-ready') | Installation | AddEnergie | FLO | n/a | 960 | 960 | 0 |  | 0 | -960 | 4-6 months
Puget Sound Solar | 3 | Accessory | SmartDC 50kW Charging Station Installation | Install SmartDC 50kW Charging Staaion (no 'make-ready') | Installation | AddEnergie | FLO | n/a | 2200 | 2200 | 0 |  | 0 | -2200 | 4-6 months
Puget Sound Solar | 3 | Service Plan | SmartDC 100 kW Charging Station Installation | Install SmartDC 100 kW Charging Saion (no 'make-ready') | Installation | AddEnergie | FLO | n/a | 2200 | 2200 | 0 |  | 0 | -2200 | 4-6 months
|  | Opconnect | [10 empty] | 0 | 0
Puget Sound Solar | 3 | Service Plan | OpConnect Ruggedized HCS 40 Amp Single | OpConnect Ruggedized HCS Single Port 40 amp Bluetooth/Wi-Fi/Ethernet connection, wall-mount, 5 years parts only warranty, no network services, no maintenance plan | HCS-40R-NB | OpConnect/ClipperCreek | OpConnect/ClipperCreek | UL 1660 - C22.2 No. 227.2.1-04 | 1705 | 1822 | 50 | 1978 | 1968.66 | 263.66 | 4-6 months
Puget Sound Solar | 3 | Service Plan | OpConnect Ruggedized HCS 40 Amp Single | OpConnect Ruggedized HCS Single Port 40 amp Cellular connection, wall-mount, 5 years parts only warranty, no network services, no maintenance plan | HCS-40R-NC | OpConnect/ClipperCreek | OpConnect/ClipperCreek | UL 1660 - C22.2 No. 227.2.1-05 | 2174.7 | 2302 | 50 | 2439 | 2415.83 | 241.13 | 4-6 months
Puget Sound Solar | 3 | Service Plan | OpConnect Ruggedized HCS 60 Amp Single | OpConnect Ruggedized HCS Single Port 60 amp Bluetooth/Wi-Fi/Ethernet connection, wall-mount, 5 years parts only warranty, no network services, no maintenance plan | HCS-60R-NB | OpConnect/ClipperCreek | OpConnect/ClipperCreek | UL 1660 - C22.2 No. 227.2.1-06 | 2174.7 | 2332 | 50 | 2427 | 2404.19 | 229.49 | 4-6 months
Puget Sound Solar | 3 | Installation Services | OpConnect Ruggedized HCS 60 Amp Single | OpConnect Ruggedized HCS Single Port 60 amp Cellular connection, wall-mount, 5 years parts only warranty, no network services, no maintenance plan | HCS-60R-NC | OpConnect/ClipperCreek | OpConnect/ClipperCreek | UL 1660 - C22.2 No. 227.2.1-07 | 2625.7 | 2812 | 50 | 2922 | 2884.34 | 258.64 | 4-6 months
Puget Sound Solar | 3 | Installation Services | OpConnect Ruggedized HCS 80 Amp Single | OpConnect Ruggedized HCS Single Port 80 amp Bluetooth/Wi-Fi/Ethernet connection, wall-mount, 5 years parts only warranty, no network services, no maintenance plan | HCS-80R-NB | OpConnect/ClipperCreek | OpConnect/ClipperCreek | UL 1660 - C22.2 No. 227.2.1-08 | 2521.2 | 2687 | 50 | 2985 | 2945.45 | 424.25 | 4-6 months
Puget Sound Solar | 3 | Installation Services | OpConnect Ruggedized HCS 80 Amp Single | OpConnect Ruggedized HCS Single Port 80 amp Cellular connection, wall-mount, 5 years parts only warranty, no network services, no maintenance plan | HCS-80R-NC | OpConnect/ClipperCreek | OpConnect/ClipperCreek | UL 1660 - C22.2 No. 227.2.1-09 | 3181.2 | 3402 | 50 | 3722 | 3660.34 | 479.14 | 4-6 months
Puget Sound Solar | 3 | Installation Services | OpConnect CS 100 Amp Single | OpConnect CS Single Port 100 amp Bluetooth/Wi-Fi/Ethernet connection, wall-mount, 5 years parts only warranty, no network services, no maintenance plan | CS-100-NB | OpConnect/ClipperCreek | OpConnect/ClipperCreek | UL 1660 - C22.2 No. 227.2.1-10 | 3720.2 | 4377 | 50 | 4446 | 4362.62 | 642.42 | 4-6 months
Puget Sound Solar | 3 | Installation Services | OpConnect CS 100 Amp Single | OpConnect CS Single Port 100 amp Cellular connection, wall-mount, 5 years parts only warranty, no network services, no maintenance plan | CS-100-NC | OpConnect/ClipperCreek | OpConnect/ClipperCreek | UL 1660 - C22.2 No. 227.2.1-11 | 4391.2 | 4967 | 50 | 5110 | 5006.7 | 615.5 | 4-6 months
Puget Sound Solar | 3 | Installation Services | OpConnect Ruggedized HCS 40 Amp Single Pedestal | OpConnect Ruggedized HCS Single Port 40 amp Bluetooth/Wi-Fi/Ethernet connection, Pedestal-mount, 5 years parts only warranty, no network services, no maintenance plan | HCS-40R-NB-P | OpConnect/ClipperCreek | OpConnect/ClipperCreek | UL 1660 - C22.2 No. 227.2.1-12 | 2437.6 | 2598 | 150 | 2985 | 3045.45 | 607.85 | 4-6 months
Puget Sound Solar | 3 | Basic Level 2 | OpConnect Ruggedized HCS 40 Amp Single Pedestal | OpConnect Ruggedized HCS Single Port 40 amp Cellular connection, Pedestal-mount, 5 years parts only warranty, no network services, no maintenance plan | HCS-40R-NC-P | OpConnect/ClipperCreek | OpConnect/ClipperCreek | UL 1660 - C22.2 No. 227.2.1-13 | 2907.3 | 3078 | 150 | 3445 | 3491.65 | 584.35 | 4-6 months
Puget Sound Solar | 3 | Basic Level 2 | OpConnect Ruggedized HCS 60 Amp Single Pedestal | OpConnect Ruggedized HCS Single Port 60 amp Bluetooth/Wi-Fi/Ethernet connection, pedestal-mount, 5 years parts only warranty, no network services, no maintenance plan | HCS-60R-NB-P | OpConnect/ClipperCreek | OpConnect/ClipperCreek | UL 1660 - C22.2 No. 227.2.1-14 | 2907.3 | 3108 | 150 | 3433 | 3480.01 | 572.71 | 4-6 months
Puget Sound Solar | 3 | Basic Level 2 | OpConnect Ruggedized HCS 60 Amp Single Pedestal | OpConnect Ruggedized HCS Single Port 60 amp Cellular connection, pedestal-mount, 5 years parts only warranty, no network services, no maintenance plan | HCS-60R-NC-P | OpConnect/ClipperCreek | OpConnect/ClipperCreek | UL 1660 - C22.2 No. 227.2.1-15 | 3358.3 | 3588 | 150 | 3928 | 3960.16 | 601.86 | 4-6 months
Puget Sound Solar | 3 | Basic Level 2 | OpConnect Ruggedized HCS 80 Amp Single Pedestal | OpConnect Ruggedized HCS Single Port 80 amp Bluetooth/Wi-Fi/Ethernet connection, pedestal-mount, 5 years parts only warranty, no network services, no maintenance plan | HCS-80R-NB-P | OpConnect/ClipperCreek | OpConnect/ClipperCreek | UL 1660 - C22.2 No. 227.2.1-16 | 3253.8 | 3463 | 150 | 3991 | 4021.27 | 767.47 | 4-6 months
Puget Sound Solar | 3 | Basic Level 2 | OpConnect Ruggedized HCS 80 Amp Single Pedestal | OpConnect Ruggedized HCS Single Port 80 amp Cellular connection, pedestal-mount, 5 years parts only warranty, no network services, no maintenance plan | HCS-80R-NC-P | OpConnect/ClipperCreek | OpConnect/ClipperCreek | UL 1660 - C22.2 No. 227.2.1-17 | 3913.8 | 4178 | 150 | 4728 | 4736.16 | 822.36 | 4-6 months
Puget Sound Solar | 3 | Basic Level 2 | OpConnect CS 100 Amp Single Pedestal | OpConnect CS Single Port 100 amp Bluetooth/Wi-Fi/Ethernet connection, Pedestal-mount, 5 years parts only warranty, no network services, no maintenance plan | CS-100-NB-P | OpConnect/ClipperCreek | OpConnect/ClipperCreek | UL 1660 - C22.2 No. 227.2.1-18 | 4452.8 | 5153 | 150 | 5472 | 5457.84 | 1005.04 | 4-6 months
Puget Sound Solar | 3 | Basic Level 2 | OpConnect CS 100 Amp Single Pedestal | OpConnect CS Single Port 100 amp Cellular connection, Pedestal-mount, 5 years parts only warranty, no network services, no maintenance plan | CS-100-NC-P | OpConnect/ClipperCreek | OpConnect/ClipperCreek | UL 1660 - C22.2 No. 227.2.1-19 | 5123.8 | 5743 | 150 | 6116 | 6082.52 | 958.72 | 4-6 months
Puget Sound Solar | 3 | Basic Level 2 | OpConnect Ruggedized HCS 40 Amp Dual | OpConnect Ruggedized HCS Dual Port 40 amp Bluetooth/Wi-Fi/Ethernet connection, wall-mount, 5 years parts only warranty, no network services, no maintenance plan | HCS-40R-NB-D | OpConnect/ClipperCreek | OpConnect/ClipperCreek | UL 1660 - C22.2 No. 227.2.1-20 | 3547.5 | 3804 | 100 | 4172 | 4146.84 | 599.34 | 4-6 months
Puget Sound Solar | 3 | Basic Level 2 | OpConnect Ruggedized HCS 40 Amp Dual | OpConnect Ruggedized HCS Dual Port 40 amp Cellular connection, wall-mount, 5 years parts only warranty, no network services, no maintenance plan | HCS-40R-NC-D | OpConnect/ClipperCreek | OpConnect/ClipperCreek | UL 1660 - C22.2 No. 227.2.1-21 | 4486.9 | 4764 | 100 | 5094 | 5041.18 | 554.28 | 4-6 months
Puget Sound Solar | 3 | Basic Level 2 | OpConnect Ruggedized HCS 60 Amp Dual | OpConnect Ruggedized HCS Dual Port 60 amp Bluetooth/Wi-Fi/Ethernet connection, wall-mount, 5 years parts only warranty, no network services, no maintenance plan | HCS-60R-NB-D | OpConnect/ClipperCreek | OpConnect/ClipperCreek | UL 1660 - C22.2 No. 227.2.1-22 | 4486.9 | 4824 | 100 | 5070 | 5017.9 | 531 | 4-6 months
Puget Sound Solar | 3 | Basic Level 2 | OpConnect Ruggedized HCS 60 Amp Dual | OpConnect Ruggedized HCS Dual Port 60 amp Cellular connection, wall-mount, 5 years parts only warranty, no network services, no maintenance plan | HCS-60R-NC-D | OpConnect/ClipperCreek | OpConnect/ClipperCreek | UL 1660 - C22.2 No. 227.2.1-23 | 5388.9 | 5784 | 100 | 6060 | 5978.2 | 589.3 | 4-6 months
Puget Sound Solar | 3 | Basic Level 2 | OpConnect Ruggedized HCS 80 Amp Dual | OpConnect Ruggedized HCS Dual Port 80 amp Bluetooth/Wi-Fi/Ethernet connection, wall-mount, 5 years parts only warranty, no network services, no maintenance plan | HCS-80R-NB-D | OpConnect/ClipperCreek | OpConnect/ClipperCreek | UL 1660 - C22.2 No. 227.2.1-24 | 5179.9 | 5534 | 100 | 6186 | 6100.42 | 920.52 | 4-6 months
Puget Sound Solar | 3 | Basic Level 2 | OpConnect Ruggedized HCS 80 Amp Dual | OpConnect Ruggedized HCS Dual Port 80 amp Cellular connection, wall-mount, 5 years parts only warranty, no network services, no maintenance plan | HCS-80R-NC-D | OpConnect/ClipperCreek | OpConnect/ClipperCreek | UL 1660 - C22.2 No. 227.2.1-25 | 6499.9 | 6964 | 100 | 7660 | 7530.2 | 1030.3 | 4-6 months
Puget Sound Solar | 3 | Basic Level 2 | OpConnect CS 100 Amp Dual | OpConnect CS Dual Port 100 amp Bluetooth/Wi-Fi/Ethernet connection, wall-mount, 5 years parts only warranty, no network services, no maintenance plan | CS-100-NB-D | OpConnect/ClipperCreek | OpConnect/ClipperCreek | UL 1660 - C22.2 No. 227.2.1-26 | 7577.9 | 8914 | 100 | 9148 | 8973.56 | 1395.66 | 4-6 months
Puget Sound Solar | 3 | Basic Level 2 | OpConnect CS 100 Amp Dual | OpConnect CS Dual Port 100 amp Cellular connection, wall-mount, 5 years parts only warranty, no network services, no maintenance plan | CS-100-NC-D | OpConnect/ClipperCreek | OpConnect/ClipperCreek | UL 1660 - C22.2 No. 227.2.1-27 | 8919.9 | 10094 | 100 | 10436 | 10222.92 | 1303.02 | 4-6 months
Puget Sound Solar | 3 | Basic Level 2 | OpConnect Ruggedized HCS 40 Amp Dual Pedestal | OpConnect Ruggedized HCS Dual Port 40 amp Bluetooth/Wi-Fi/Ethernet connection, Pedestal-mount, 5 years parts only warranty, no network services, no maintenance plan | HCS-40R-NB-DP | OpConnect/ClipperCreek | OpConnect/ClipperCreek | UL 1660 - C22.2 No. 227.2.1-28 | 4291.1 | 4595 | 175 | 5195 | 5214.15 | 923.05 | 4-6 months
Puget Sound Solar | 3 | Basic Level 2 | OpConnect Ruggedized HCS 40 Amp Dual Pedestal | OpConnect Ruggedized HCS Dual Port 40 amp Cellular connection, Pedestal-mount, 5 years parts only warranty, no network services, no maintenance plan | HCS-40R-NC-DP | OpConnect/ClipperCreek | OpConnect/ClipperCreek | UL 1660 - C22.2 No. 227.2.1-29 | 5230.5 | 5555 | 175 | 6117 | 6108.49 | 877.99 | 4-6 months
Puget Sound Solar | 3 | Basic Level 2 | OpConnect Ruggedized HCS 60 Amp Dual Pedestal | OpConnect Ruggedized HCS Dual Port 60 amp Bluetooth/Wi-Fi/Ethernet connection, Pedestal-mount, 5 years parts only warranty, no network services, no maintenance plan | HCS-60R-NB-DP | OpConnect/ClipperCreek | OpConnect/ClipperCreek | UL 1660 - C22.2 No. 227.2.1-30 | 5230.5 | 5615 | 175 | 6093 | 6085.21 | 854.71 | 4-6 months
Puget Sound Solar | 3 | Basic Level 2 | OpConnect Ruggedized HCS 60 Amp Dual Pedestal | OpConnect Ruggedized HCS Dual Port 60 amp Cellular connection, Pedestal-mount, 5 years parts only warranty, no network services, no maintenance plan | HCS-60R-NC-DP | OpConnect/ClipperCreek | OpConnect/ClipperCreek | UL 1660 - C22.2 No. 227.2.1-31 | 6132.5 | 6575 | 175 | 7083 | 7045.51 | 913.01 | 4-6 months
Puget Sound Solar | 3 | Basic Level 2 | OpConnect Ruggedized HCS 80 Amp Dual Pedestal | OpConnect Ruggedized HCS Dual Port 80 amp Bluetooth/Wi-Fi/Ethernet connection, Pedestal-mount, 5 years parts only warranty, no network services, no maintenance plan | HCS-80R-NB-DP | OpConnect/ClipperCreek | OpConnect/ClipperCreek | UL 1660 - C22.2 No. 227.2.1-32 | 5923.5 | 6325 | 175 | 7209 | 7167.73 | 1244.23 | 4-6 months
Puget Sound Solar | 3 | Basic Level 2 | OpConnect Ruggedized HCS 80 Amp Dual Pedestal | OpConnect Ruggedized HCS Dual Port 80 amp Cellular connection, Pedestal-mount, 5 years parts only warranty, no network services, no maintenance plan | HCS-80R-NC-DP | OpConnect/ClipperCreek | OpConnect/ClipperCreek | UL 1660 - C22.2 No. 227.2.1-33 | 7243.5 | 7755 | 175 | 8683 | 8597.51 | 1354.01 | 4-6 months
Puget Sound Solar | 3 | Basic Level 2 | OpConnect CS 100 Amp Dual Pedestal | OpConnect CS Dual Port 100 amp Bluetooth/Wi-Fi/Ethernet connection, Pedestal-mount, 5 years parts only warranty, no network services, no maintenance plan | CS-100-NB-DP | OpConnect/ClipperCreek | OpConnect/ClipperCreek | UL 1660 - C22.2 No. 227.2.1-34 | 8321.5 | 9705 | 175 | 10171 | 10040.87 | 1719.37 | 4-6 months
Puget Sound Solar | 3 | Basic Level 2 | OpConnect CS 100 Amp Dual Pedestal | OpConnect CS Dual Port 100 amp Cellular connection, Pedestal-mount, 5 years parts only warranty, no network services, no maintenance plan | CS-100-NC-DP | OpConnect/ClipperCreek | OpConnect/ClipperCreek | UL 1660 - C22.2 No. 227.2.1-35 | 9663.5 | 10885 | 175 | 11459 | 11290.23 | 1626.73 | 4-6 months
Puget Sound Solar | 3 | Basic Level 2 | OpConnect Ruggedized HCS 40 Amp Single with Cord Management | OpConnect Ruggedized HCS Single Port 40 amp Bluetooth/Wi-Fi/Ethernet connection, wall-mount with Cord Management, 5 years parts only warranty, no network services, no maintenance plan | HCS-40R-NB-CMS | OpConnect/ClipperCreek | OpConnect/ClipperCreek | UL 1660 - C22.2 No. 227.2.1-36 | 2116.4 | 2226 | 175 | 2544 | 2642.68 | 526.28 | 4-6 months
Puget Sound Solar | 3 | Basic Level 2 | OpConnect Ruggedized HCS 40 Amp Single with Cord Management | OpConnect Ruggedized HCS Single Port 40 amp Cellular connection, wall-mount with Cord Management, 5 years parts only warranty, no network services, no maintenance plan | HCS-40R-NC-CMS | OpConnect/ClipperCreek | OpConnect/ClipperCreek | UL 1660 - C22.2 No. 227.2.1-37 | 2586.1 | 2706 | 175 | 3005 | 3089.85 | 503.75 | 4-6 months
Puget Sound Solar | 3 | Basic Level 2 | OpConnect Ruggedized HCS 60 Amp Single with Cord Management | OpConnect Ruggedized HCS Single Port 60 amp Bluetooth/Wi-Fi/Ethernet connection, wall-mount with Cord Management, 5 years parts only warranty, no network services, no maintenance plan | HCS-60R-NB-CMS | OpConnect/ClipperCreek | OpConnect/ClipperCreek | UL 1660 - C22.2 No. 227.2.1-38 | 2586.1 | 2736 | 175 | 2993 | 3078.21 | 492.11 | 4-6 months
Puget Sound Solar | 3 | Basic Level 2 | OpConnect Ruggedized HCS 60 Amp Single with Cord Management | OpConnect Ruggedized HCS Single Port 60 amp Cellular connection, wall-mount with Cord Management, 5 years parts only warranty, no network services, no maintenance plan | HCS-60R-NC-CMS | OpConnect/ClipperCreek | OpConnect/ClipperCreek | UL 1660 - C22.2 No. 227.2.1-39 | 3037.1 | 3216 | 175 | 3488 | 3558.36 | 521.26 | 4-6 months
Puget Sound Solar | 3 | Basic Level 2 | OpConnect Ruggedized HCS 80 Amp Single with Cord Management | OpConnect Ruggedized HCS Single Port 80 amp Bluetooth/Wi-Fi/Ethernet connection, wall-mount with Cord Management, 5 years parts only warranty, no network services, no maintenance plan | HCS-80R-NB-CMS | OpConnect/ClipperCreek | OpConnect/ClipperCreek | UL 1660 - C22.2 No. 227.2.1-40 | 2932.6 | 3091 | 175 | 3551 | 3619.47 | 686.87 | 4-6 months
Puget Sound Solar | 3 | Basic Level 2 | OpConnect Ruggedized HCS 80 Amp Single with Cord Management | OpConnect Ruggedized HCS Single Port 80 amp Cellular connection, wall-mount with Cord Management, 5 years parts only warranty, no network services, no maintenance plan | HCS-80R-NC-CMS | OpConnect/ClipperCreek | OpConnect/ClipperCreek | UL 1660 - C22.2 No. 227.2.1-41 | 3592.6 | 3806 | 175 | 4288 | 4334.36 | 741.76 | 4-6 months
Puget Sound Solar | 3 | Basic Level 2 | OpConnect CS 100 Amp Single with Cord Management | OpConnect CS Single Port 100 amp Bluetooth/Wi-Fi/Ethernet connection, wall-mount with Cord Management, 5 years parts only warranty, no network services, no maintenance plan | CS-100-NB-CMS | OpConnect/ClipperCreek | OpConnect/ClipperCreek | UL 1660 - C22.2 No. 227.2.1-42 | 4131.6 | 4781 | 175 | 5032 | 5056.04 | 924.44 | 4-6 months
Puget Sound Solar | 3 | Basic Level 2 | OpConnect CS 100 Amp Single with Cord Management | OpConnect CS Single Port 100 amp Cellular connection, wall-mount with Cord Management, 5 years parts only warranty, no network services, no maintenance plan | CS-100-NC-CMS | OpConnect/ClipperCreek | OpConnect/ClipperCreek | UL 1660 - C22.2 No. 227.2.1-43 | 4802.6 | 5371 | 175 | 5676 | 5680.72 | 878.12 | 4-6 months
Puget Sound Solar | 3 | Basic Level 2 | OpConnect Ruggedized HCS 40 Amp Single with Cord Management Pedestal | OpConnect Ruggedized HCS Single Port 40 amp Bluetooth/Wi-Fi/Ethernet connection, Pedestal-mount with Cord Management, 5 years parts only warranty, no network services, no maintenance plan | HCS-40R-NB-P-CMS | OpConnect/ClipperCreek | OpConnect/ClipperCreek | UL 1660 - C22.2 No. 227.2.1-44 | 3210.9 | 3376 | 175 | 4137 | 4187.89 | 976.99 | 4-6 months
Puget Sound Solar | 3 | Basic Level 2 | OpConnect Ruggedized HCS 40 Amp Single with Cord Management Pedestal | OpConnect Ruggedized HCS Single Port 40 amp Cellular connection, Pedestal-mount with Cord Management, 5 years parts only warranty, no network services, no maintenance plan | HCS-40R-NC-P-CMS | OpConnect/ClipperCreek | OpConnect/ClipperCreek | UL 1660 - C22.2 No. 227.2.1-45 | 3680.6 | 3856 | 175 | 4598 | 4635.06 | 954.46 | 4-6 months
Puget Sound Solar | 3 | Basic Level 2 | OpConnect Ruggedized HCS 60 Amp Single with Cord Management Pedestal | OpConnect Ruggedized HCS Single Port 60 amp Bluetooth/Wi-Fi/Ethernet connection, pedestal-mount with Cord Management, 5 years parts only warranty, no network services, no maintenance plan | HCS-60R-NB-P-CMS | OpConnect/ClipperCreek | OpConnect/ClipperCreek | UL 1660 - C22.2 No. 227.2.1-46 | 3680.6 | 3886 | 175 | 5081 | 5103.57 | 1422.97 | 4-6 months
Puget Sound Solar | 3 | Basic Level 2 | OpConnect Ruggedized HCS 60 Amp Single with Cord Management Pedestal | OpConnect Ruggedized HCS Single Port 60 amp Cellular connection, pedestal-mount with Cord Management, 5 years parts only warranty, no network services, no maintenance plan | HCS-60R-NC-P-CMS | OpConnect/ClipperCreek | OpConnect/ClipperCreek | UL 1660 - C22.2 No. 227.2.1-47 | 4131.6 | 4366 | 175 | 5144 | 5164.68 | 1033.08 | 4-6 months
Puget Sound Solar | 3 | Basic Level 2 | OpConnect Ruggedized HCS 80 Amp Single with Cord Management Pedestal | OpConnect Ruggedized HCS Single Port 80 amp Bluetooth/Wi-Fi/Ethernet connection, pedestal-mount with Cord Management, 5 years parts only warranty, no network services, no maintenance plan | HCS-80R-NB-P-CMS | OpConnect/ClipperCreek | OpConnect/ClipperCreek | UL 1660 - C22.2 No. 227.2.1-48 | 4027.1 | 4241 | 175 | 5144 | 5164.68 | 1137.58 | 4-6 months
Puget Sound Solar | 3 | Basic Level 2 | OpConnect Ruggedized HCS 80 Amp Single with Cord Management Pedestal | OpConnect Ruggedized HCS Single Port 80 amp Cellular connection, pedestal-mount with Cord Management, 5 years parts only warranty, no network services, no maintenance plan | HCS-80R-NC-P-CMS | OpConnect/ClipperCreek | OpConnect/ClipperCreek | UL 1660 - C22.2 No. 227.2.1-49 | 4687.1 | 4956 | 175 | 5881 | 5879.57 | 1192.47 | 4-6 months
Puget Sound Solar | 3 | Basic Level 2 | OpConnect CS 100 Amp Single with Cord Management Pedestal | OpConnect CS Single Port 100 amp Bluetooth/Wi-Fi/Ethernet connection, Pedestal-mount with Cord Management, 5 years parts only warranty, no network services, no maintenance plan | CS-100-NB-P-CMS | OpConnect/ClipperCreek | OpConnect/ClipperCreek | UL 1660 - C22.2 No. 227.2.1-50 | 5226.1 | 5931 | 175 | 6652 | 6627.44 | 1401.34 | 4-6 months
Puget Sound Solar | 3 | Basic Level 2 | OpConnect CS 100 Amp Single with Cord Management Pedestal | OpConnect CS Single Port 100 amp Cellular connection, Pedestal-mount with Cord Management, 5 years parts only warranty, no network services, no maintenance plan | CS-100-NC-P-CMS | OpConnect/ClipperCreek | OpConnect/ClipperCreek | UL 1660 - C22.2 No. 227.2.1-51 | 5897.1 | 6521 | 175 | 7269 | 7225.93 | 1328.83 | 4-6 months
Puget Sound Solar | 3 | Basic Level 2 | OpConnect Ruggedized HCS 40 Amp Dual with Cord Management | OpConnect Ruggedized HCS Dual Port 40 amp Bluetooth/Wi-Fi/Ethernet connection, Pedestal-mount with Cord Management, 5 years parts only warranty, no network services, no maintenance plan | HCS-40R-NB-D-CMS | OpConnect/ClipperCreek | OpConnect/ClipperCreek | UL 1660 - C22.2 No. 227.2.1-52 | 4370.3 | 4612 | 175 | 5303 | 5318.91 | 948.61 | 4-6 months
Puget Sound Solar | 3 | Basic Level 2 | OpConnect Ruggedized HCS 40 Amp Dual with Cord Management | OpConnect Ruggedized HCS Dual Port 40 amp Cellular connection, Pedesstal-mount with Cord Management, 5 years parts only warranty, no network services, no maintenance plan | HCS-40R-NC-D-CMS | OpConnect/ClipperCreek | OpConnect/ClipperCreek | UL 1660 - C22.2 No. 227.2.1-53 | 5309.7 | 5572 | 175 | 6225 | 6213.25 | 903.55 | 4-6 months
Puget Sound Solar | 3 | Basic Level 2 | OpConnect Ruggedized HCS 60 Amp Dual with Cord Management | OpConnect Ruggedized HCS Dual Port 60 amp Bluetooth/Wi-Fi/Ethernet connection, wall-mount, 5 years parts only warranty, no network services, no maintenance plan | HCS-60R-NB-D-CMS | OpConnect/ClipperCreek | OpConnect/ClipperCreek | UL 1660 - C22.2 No. 227.2.1-54 | 5309.7 | 5632 | 175 | 6201 | 6189.97 | 880.27 | 4-6 months
Puget Sound Solar | 3 | Basic Level 2 | OpConnect Ruggedized HCS 60 Amp Dual with Cord Management | OpConnect Ruggedized HCS Dual Port 60 amp Cellular connection, wall-mount, 5 years parts only warranty, no network services, no maintenance plan | HCS-60R-NC-D-CMS | OpConnect/ClipperCreek | OpConnect/ClipperCreek | UL 1660 - C22.2 No. 227.2.1-55 | 6211.7 | 6592 | 175 | 7191 | 7150.27 | 938.57 | 4-6 months
Puget Sound Solar | 3 | Basic Level 2 | OpConnect Ruggedized HCS 80 Amp Dual with Cord Management | OpConnect Ruggedized HCS Dual Port 80 amp Bluetooth/Wi-Fi/Ethernet connection, wall-mount, 5 years parts only warranty, no network services, no maintenance plan | HCS-80R-NB-D-CMS | OpConnect/ClipperCreek | OpConnect/ClipperCreek | UL 1660 - C22.2 No. 227.2.1-56 | 6002.7 | 6342 | 175 | 7317 | 7272.49 | 1269.79 | 4-6 months
Puget Sound Solar | 3 | Basic Level 2 | OpConnect Ruggedized HCS 80 Amp Dual with Cord Management | OpConnect Ruggedized HCS Dual Port 80 amp Cellular connection, wall-mount, 5 years parts only warranty, no network services, no maintenance plan | HCS-80R-NC-D-CMS | OpConnect/ClipperCreek | OpConnect/ClipperCreek | UL 1660 - C22.2 No. 227.2.1-57 | 7322.7 | 7772 | 175 | 8719 | 8632.43 | 1309.73 | 4-6 months
Puget Sound Solar | 3 | Basic Level 2 | OpConnect CS 100 Amp Dual with Cord Management | OpConnect CS Dual Port 100 amp Bluetooth/Wi-Fi/Ethernet connection, wall-mount with Cord Management, 5 years parts only warranty, no network services, no maintenance plan | CS-100-NB-D-CMS | OpConnect/ClipperCreek | OpConnect/ClipperCreek | UL 1660 - C22.2 No. 227.2.1-58 | 8400.7 | 9722 | 175 | 10279 | 10145.63 | 1744.93 | 4-6 months
Puget Sound Solar | 3 | Basic Level 2 | OpConnect CS 100 Amp Dual with Cord Management | OpConnect CS Dual Port 100 amp Cellular connection, wall-mount with Cord Management, 5 years parts only warranty, no network services, no maintenance plan | CS-100-NC-D-CMS | OpConnect/ClipperCreek | OpConnect/ClipperCreek | UL 1660 - C22.2 No. 227.2.1-59 | 9742.7 | 10902 | 175 | 11567 | 11394.99 | 1652.29 | 4-6 months
Puget Sound Solar | 3 | Basic Level 2 | OpConnect Ruggedized HCS 40 Amp Dual with Cord Management Pedestal | OpConnect Ruggedized HCS Dual Port 40 amp Bluetooth/Wi-Fi/Ethernet connection, Pedestal-mount with Cord Management, 5 years parts only warranty, no network services, no maintenance plan | HCS-40R-NB-DP-CMS | OpConnect/ClipperCreek | OpConnect/ClipperCreek | UL 1660 - C22.2 No. 227.2.1-60 | 5405.4 | 5716 | 200 | 6855 | 6849.35 | 1443.95 | 4-6 months
Puget Sound Solar | 3 | Basic Level 2 | OpConnect Ruggedized HCS 40 Amp Dual with Cord Management Pedestal | OpConnect Ruggedized HCS Dual Port 40 amp Cellular connection, Pedestal-mount with Cord Management, 5 years parts only warranty, no network services, no maintenance plan | HCS-40R-NC-DP-CMS | OpConnect/ClipperCreek | OpConnect/ClipperCreek | UL 1660 - C22.2 No. 227.2.1-61 | 6344.8 | 6676 | 200 | 7777 | 7743.69 | 1398.89 | 4-6 months
Puget Sound Solar | 3 | Basic Level 2 | OpConnect Ruggedized HCS 60 Amp Dual with Cord Management Pedestal | OpConnect Ruggedized HCS Dual Port 60 amp Bluetooth/Wi-Fi/Ethernet connection, Pedestal-mount with Cord Management, 5 years parts only warranty, no network services, no maintenance plan | HCS-60R-NB-DP-CMS | OpConnect/ClipperCreek | OpConnect/ClipperCreek | UL 1660 - C22.2 No. 227.2.1-62 | 6344.8 | 6736 | 200 | 7753 | 7720.41 | 1375.61 | 4-6 months
Puget Sound Solar | 3 | Basic Level 2 | OpConnect Ruggedized HCS 60 Amp Dual with Cord Management Pedestal | OpConnect Ruggedized HCS Dual Port 60 amp Cellular connection, Pedestal-mount with Cord Management, 5 years parts only warranty, no network services, no maintenance plan | HCS-60R-NC-DP-CMS | OpConnect/ClipperCreek | OpConnect/ClipperCreek | UL 1660 - C22.2 No. 227.2.1-63 | 7246.8 | 7696 | 200 | 8743 | 8680.71 | 1433.91 | 4-6 months
Puget Sound Solar | 3 | Basic Level 2 | OpConnect Ruggedized HCS 80 Amp Dual with Cord Management Pedestal | OpConnect Ruggedized HCS Dual Port 80 amp Bluetooth/Wi-Fi/Ethernet connection, Pedestal-mount with Cord Management, 5 years parts only warranty, no network services, no maintenance plan | HCS-80R-NB-DP-CMS | OpConnect/ClipperCreek | OpConnect/ClipperCreek | UL 1660 - C22.2 No. 227.2.1-64 | 7037.8 | 7446 | 200 | 8869 | 8802.93 | 1765.13 | 4-6 months
Puget Sound Solar | 3 | Basic Level 2 | OpConnect Ruggedized HCS 80 Amp Dual with Cord Management Pedestal | OpConnect Ruggedized HCS Dual Port 80 amp Cellular connection, Pedestal-mount with Cord Management, 5 years parts only warranty, no network services, no maintenance plan | HCS-80R-NC-DP-CMS | OpConnect/ClipperCreek | OpConnect/ClipperCreek | UL 1660 - C22.2 No. 227.2.1-65 | 8357.8 | 8876 | 200 | 10343 | 10232.71 | 1874.91 | 4-6 months
Puget Sound Solar | 3 | Basic Level 2 | OpConnect CS 100 Amp Dual with Cord Management Pedestal | OpConnect CS Dual Port 100 amp Bluetooth/Wi-Fi/Ethernet connection, Pedestal-mount with Cord Management, 5 years parts only warranty, no network services, no maintenance plan | CS-100-NB-DP-CMS | OpConnect/ClipperCreek | OpConnect/ClipperCreek | UL 1660 - C22.2 No. 227.2.1-66 | 9435.8 | 10826 | 200 | 11831 | 11676.07 | 2240.27 | 4-6 months
Puget Sound Solar | 3 | Basic Level 2 | OpConnect CS 100 Amp Dual with Cord Management Pedestal | OpConnect CS Dual Port 100 amp Cellular connection, Pedestal-mount with Cord Management, 5 years parts only warranty, no network services, no maintenance plan | CS-100-NC-DP-CMS | OpConnect/ClipperCreek | OpConnect/ClipperCreek | UL 1660 - C22.2 No. 227.2.1-67 | 10777.8 | 12006 | 200 | 13119 | 12925.43 | 2147.63 | 4-6 months
Puget Sound Solar | 3 | Basic Level 2 | OpConnect Ruggedized HCS 40 Amp Single with 1 year Maintenance | OpConnect Ruggedized HCS Single Port 40 amp Bluetooth/Wi-Fi/Ethernet connection, wall-mount, 5 years parts only warranty, no network services, 1 year Maintenance plan | HCS-40R-NB-1M-0N | OpConnect/ClipperCreek | OpConnect/ClipperCreek | UL 1660 - C22.2 No. 227.2.1-68 | 1952.5 | 2087 | 50 | 2253 | 2235.41 | 282.91 | 4-6 months
Puget Sound Solar | 3 | Basic Level 2 | OpConnect Ruggedized HCS 40 Amp Single with 1 year Maintenance | OpConnect Ruggedized HCS Single Port 40 amp Cellular connection, wall-mount, 5 years parts only warranty, no network services, 1 year Maintenance plan | HCS-40R-NC-1M-0N | OpConnect/ClipperCreek | OpConnect/ClipperCreek | UL 1660 - C22.2 No. 227.2.1-69 | 2422.2 | 2567 | 50 | 2714 | 2682.58 | 260.38 | 4-6 months
Puget Sound Solar | 3 | Basic Level 2 | OpConnect Ruggedized HCS 60 Amp Single with 1 year Maintenance | OpConnect Ruggedized HCS Single Port 60 amp Bluetooth/Wi-Fi/Ethernet connection, wall-mount, 5 years parts only warranty, no network services, 1 year Maintenance plan | HCS-60R-NB-1M-0N | OpConnect/ClipperCreek | OpConnect/ClipperCreek | UL 1660 - C22.2 No. 227.2.1-70 | 2422.2 | 2597 | 50 | 2702 | 2670.94 | 248.74 | 4-6 months
Puget Sound Solar | 3 | Basic Level 2 | OpConnect Ruggedized HCS 60 Amp Single with 1 year Maintenance | OpConnect Ruggedized HCS Single Port 60 amp Cellular connection, wall-mount, 5 years parts only warranty, no network services, 1 year Maintenance plan | HCS-60R-NC-1M-0N | OpConnect/ClipperCreek | OpConnect/ClipperCreek | UL 1660 - C22.2 No. 227.2.1-71 | 2873.2 | 3077 | 50 | 3197 | 3151.09 | 277.89 | 4-6 months
Puget Sound Solar | 3 | Basic Level 2 | OpConnect Ruggedized HCS 80 Amp Single with 1 year Maintenance | OpConnect Ruggedized HCS Single Port 80 amp Bluetooth/Wi-Fi/Ethernet connection, wall-mount, 5 years parts only warranty, no network services, 1 year Maintenance plan | HCS-80R-NB-1M-0N | OpConnect/ClipperCreek | OpConnect/ClipperCreek | UL 1660 - C22.2 No. 227.2.1-72 | 2812.7 | 2992 | 50 | 3300 | 3251 | 438.3 | 4-6 months
Puget Sound Solar | 3 | Basic Level 2 | OpConnect Ruggedized HCS 80 Amp Single with 1 year Maintenance | OpConnect Ruggedized HCS Single Port 80 amp Cellular connection, wall-mount, 5 years parts only warranty, no network services, 1 year Maintenance plan | HCS-80R-NC-1M-0N | OpConnect/ClipperCreek | OpConnect/ClipperCreek | UL 1660 - C22.2 No. 227.2.1-73 | 3472.7 | 3707 | 50 | 4037 | 3965.89 | 493.19 | 4-6 months
Puget Sound Solar | 3 | Basic Level 2 | OpConnect CS 100 Amp Single with 1 year Maintenance | OpConnect CS Single Port 100 amp Bluetooth/Wi-Fi/Ethernet connection, wall-mount, 5 years parts only warranty, no network services, 1 year Maintenance plan | CS-100-NB-1M-0N | OpConnect/ClipperCreek | OpConnect/ClipperCreek | UL 1660 - C22.2 No. 227.2.1-74 | 4011.7 | 4682 | 50 | 4781 | 4687.57 | 675.87 | 4-6 months
Puget Sound Solar | 3 | Basic Level 2 | OpConnect CS 100 Amp Single with 1 year Maintenance | OpConnect CS Single Port 100 amp Cellular connection, wall-mount, 5 years parts only warranty, no network services, 1 year Maintenance plan | CS-100-NC-1M-0N | OpConnect/ClipperCreek | OpConnect/ClipperCreek | UL 1660 - C22.2 No. 227.2.1-75 | 4682.7 | 5272 | 50 | 5425 | 5312.25 | 629.55 | 4-6 months
Puget Sound Solar | 3 | Basic Level 2 | OpConnect Ruggedized HCS 40 Amp Single Pedestal with 1 year Maintenance | OpConnect Ruggedized HCS Single Port 40 amp Bluetooth/Wi-Fi/Ethernet connection, Pedestal-mount, 5 years parts only warranty, no network services, 1 year Maintenance plan | HCS-40R-NB-P-1M-0N | OpConnect/ClipperCreek | OpConnect/ClipperCreek | UL 1660 - C22.2 No. 227.2.1-76 | 2685.1 | 2863 | 100 | 3259 | 3261.23 | 576.13 | 4-6 months
Puget Sound Solar | 3 | Basic Level 2 | OpConnect Ruggedized HCS 40 Amp Single Pedestal with 1 year Maintenance | OpConnect Ruggedized HCS Single Port 40 amp Cellular connection, Pedestal-mount, 5 years parts only warranty, no network services, 1 year Maintenance plan | HCS-40R-NC-P-1M-0N | OpConnect/ClipperCreek | OpConnect/ClipperCreek | UL 1660 - C22.2 No. 227.2.1-77 | 3154.8 | 3343 | 100 | 3720 | 3708.4 | 553.6 | 4-6 months
Puget Sound Solar | 3 | Basic Level 2 | OpConnect Ruggedized HCS 60 Amp Single Pedestal with 1 year Maintenance | OpConnect Ruggedized HCS Single Port 60 amp Bluetooth/Wi-Fi/Ethernet connection, pedestal-mount, 5 years parts only warranty, no network services, 1 year Maintenance plan | HCS-60R-NB-P-1M-0N | OpConnect/ClipperCreek | OpConnect/ClipperCreek | UL 1660 - C22.2 No. 227.2.1-78 | 3154.8 | 3373 | 100 | 3708 | 3696.76 | 541.96 | 4-6 months
Puget Sound Solar | 3 | Basic Level 2 | OpConnect Ruggedized HCS 60 Amp Single Pedestal with 1 year Maintenance | OpConnect Ruggedized HCS Single Port 60 amp Cellular connection, pedestal-mount, 5 years parts only warranty, no network services, 1 year Maintenance plan | HCS-60R-NC-P-1M-0N | OpConnect/ClipperCreek | OpConnect/ClipperCreek | UL 1660 - C22.2 No. 227.2.1-79 | 3605.8 | 3853 | 100 | 4203 | 4176.91 | 571.11 | 4-6 months
Puget Sound Solar | 3 | Basic Level 2 | OpConnect Ruggedized HCS 80 Amp Single Pedestal with 1 year Maintenance | OpConnect Ruggedized HCS Single Port 80 amp Bluetooth/Wi-Fi/Ethernet connection, pedestal-mount, 5 years parts only warranty, no network services, 1 year Maintenance plan | HCS-80R-NB-P-1M-0N | OpConnect/ClipperCreek | OpConnect/ClipperCreek | UL 1660 - C22.2 No. 227.2.1-80 | 3545.3 | 3768 | 100 | 4306 | 4276.82 | 731.52 | 4-6 months
Puget Sound Solar | 3 | Basic Level 2 | OpConnect Ruggedized HCS 80 Amp Single Pedestal with 1 year Maintenance | OpConnect Ruggedized HCS Single Port 80 amp Cellular connection, pedestal-mount, 5 years parts only warranty, no network services, 1 year Maintenance plan | HCS-80R-NC-P-1M-0N | OpConnect/ClipperCreek | OpConnect/ClipperCreek | UL 1660 - C22.2 No. 227.2.1-81 | 4205.3 | 4483 | 100 | 5034 | 4982.98 | 777.68 | 4-6 months
Puget Sound Solar | 3 | Basic Level 2 | OpConnect CS 100 Amp Single Pedestal with 1 year Maintenance | OpConnect CS Single Port 100 amp Bluetooth/Wi-Fi/Ethernet connection, Pedestal-mount, 5 years parts only warranty, no network services, 1 year Maintenance plan | CS-100-NB-P-1M-0N | OpConnect/ClipperCreek | OpConnect/ClipperCreek | UL 1660 - C22.2 No. 227.2.1-82 | 4744.3 | 5458 | 100 | 5787 | 5713.39 | 969.09 | 4-6 months
Puget Sound Solar | 3 | Basic Level 2 | OpConnect CS 100 Amp Single Pedestal with 1 year Maintenance | OpConnect CS Single Port 100 amp Cellular connection, Pedestal-mount, 5 years parts only warranty, no network services, 1 year Maintenance plan | CS-100-NC-P-1M-0N | OpConnect/ClipperCreek | OpConnect/ClipperCreek | UL 1660 - C22.2 No. 227.2.1-83 | 5415.3 | 6048 | 100 | 6431 | 6338.07 | 922.77 | 4-6 months
Puget Sound Solar | 3 | Basic Level 2 | OpConnect Ruggedized HCS 40 Amp Dual with 1 year Maintenance | OpConnect Ruggedized HCS Dual Port 40 amp Bluetooth/Wi-Fi/Ethernet connection, wall-mount, 5 years parts only warranty, no network services, 1 year Maintenance plan | HCS-40R-NB-D-1M-0N | OpConnect/ClipperCreek | OpConnect/ClipperCreek | UL 1660 - C22.2 No. 227.2.1-84 | 4042.5 | 4334 | 150 | 4722 | 4730.34 | 687.84 | 4-6 months
Puget Sound Solar | 3 | Basic Level 2 | OpConnect Ruggedized HCS 40 Amp Dual with 1 year Maintenance | OpConnect Ruggedized HCS Dual Port 40 amp Cellular connection, wall-mount, 5 years parts only warranty, no network services, 1 year Maintenance plan | HCS-40R-NC-D-1M-0N | OpConnect/ClipperCreek | OpConnect/ClipperCreek | UL 1660 - C22.2 No. 227.2.1-85 | 4981.9 | 5294 | 150 | 5644 | 5624.68 | 642.78 | 4-6 months
Puget Sound Solar | 3 | Basic Level 2 | OpConnect Ruggedized HCS 60 Amp Dual with 1 year Maintenance | OpConnect Ruggedized HCS Dual Port 60 amp Bluetooth/Wi-Fi/Ethernet connection, wall-mount, 5 years parts only warranty, no network services, 1 year Maintenance plan | HCS-60R-NB-D-1M-0N | OpConnect/ClipperCreek | OpConnect/ClipperCreek | UL 1660 - C22.2 No. 227.2.1-86 | 4981.9 | 5354 | 150 | 5620 | 5601.4 | 619.5 | 4-6 months
Puget Sound Solar | 3 | Basic Level 2 | OpConnect Ruggedized HCS 60 Amp Dual with 1 year Maintenance | OpConnect Ruggedized HCS Dual Port 60 amp Cellular connection, wall-mount, 5 years parts only warranty, no network services, 1 year Maintenance plan | HCS-60R-NC-D-1M-0N | OpConnect/ClipperCreek | OpConnect/ClipperCreek | UL 1660 - C22.2 No. 227.2.1-87 | 5883.9 | 6314 | 150 | 6610 | 6561.7 | 677.8 | 4-6 months
Puget Sound Solar | 3 | Basic Level 2 | OpConnect Ruggedized HCS 80 Amp Dual with 1 year Maintenance | OpConnect Ruggedized HCS Dual Port 80 amp Bluetooth/Wi-Fi/Ethernet connection, wall-mount, 5 years parts only warranty, no network services, 1 year Maintenance plan | HCS-80R-NB-D-1M-0N | OpConnect/ClipperCreek | OpConnect/ClipperCreek | UL 1660 - C22.2 No. 227.2.1-88 | 5762.9 | 6144 | 150 | 6816 | 6761.52 | 998.62 | 4-6 months
Puget Sound Solar | 3 | Basic Level 2 | OpConnect Ruggedized HCS 80 Amp Dual with 1 year Maintenance | OpConnect Ruggedized HCS Dual Port 80 amp Cellular connection, wall-mount, 5 years parts only warranty, no network services, 1 year Maintenance plan | HCS-80R-NC-D-1M-0N | OpConnect/ClipperCreek | OpConnect/ClipperCreek | UL 1660 - C22.2 No. 227.2.1-89 | 7082.9 | 7574 | 150 | 8290 | 8191.3 | 1108.4 | 4-6 months
Puget Sound Solar | 3 | Basic Level 2 | OpConnect CS 100 Amp Dual with 1 year Maintenance | OpConnect CS Dual Port 100 amp Bluetooth/Wi-Fi/Ethernet connection, wall-mount, 5 years parts only warranty, no network services, 1 year Maintenance plan | CS-100-NB-D-1M-0N | OpConnect/ClipperCreek | OpConnect/ClipperCreek | UL 1660 - C22.2 No. 227.2.1-90 | 8160.9 | 9524 | 150 | 9778 | 9634.66 | 1473.76 | 4-6 months
Puget Sound Solar | 3 | Basic Level 2 | OpConnect CS 100 Amp Dual with 1 year Maintenance | OpConnect CS Dual Port 100 amp Cellular connection, wall-mount, 5 years parts only warranty, no network services, 1 year Maintenance plan | CS-100-NC-D-1M-0N | OpConnect/ClipperCreek | OpConnect/ClipperCreek | UL 1660 - C22.2 No. 227.2.1-91 | 9502.9 | 10704 | 150 | 11066 | 10884.02 | 1381.12 | 4-6 months
Puget Sound Solar | 3 | Basic Level 2 | OpConnect Ruggedized HCS 40 Amp Dual Pedestal with 1 year Maintenance | OpConnect Ruggedized HCS Dual Port 40 amp Bluetooth/Wi-Fi/Ethernet connection, Pedestal-mount, 5 years parts only warranty, no network services, 1 year Maintenance plan | HCS-40R-NB-DP-1M-0N | OpConnect/ClipperCreek | OpConnect/ClipperCreek | UL 1660 - C22.2 No. 227.2.1-92 | 4786.1 | 5125 | 175 | 5745 | 5747.65 | 961.55 | 4-6 months
Puget Sound Solar | 3 | Basic Level 2 | OpConnect Ruggedized HCS 40 Amp Dual Pedestal with 1 year Maintenance | OpConnect Ruggedized HCS Dual Port 40 amp Cellular connection, Pedestal-mount, 5 years parts only warranty, no network services, 1 year Maintenance plan | HCS-40R-NC-DP-1M-0N | OpConnect/ClipperCreek | OpConnect/ClipperCreek | UL 1660 - C22.2 No. 227.2.1-93 | 5725.5 | 6085 | 175 | 6667 | 6641.99 | 916.49 | 4-6 months
Puget Sound Solar | 3 | Basic Level 2 | OpConnect Ruggedized HCS 60 Amp Dual Pedestal with 1 year Maintenance | OpConnect Ruggedized HCS Dual Port 60 amp Bluetooth/Wi-Fi/Ethernet connection, Pedestal-mount, 5 years parts only warranty, no network services, 1 year Maintenance plan | HCS-60R-NB-DP-1M-0N | OpConnect/ClipperCreek | OpConnect/ClipperCreek | UL 1660 - C22.2 No. 227.2.1-94 | 5725.5 | 6145 | 175 | 6654 | 6629.38 | 903.88 | 4-6 months
Puget Sound Solar | 3 | Basic Level 2 | OpConnect Ruggedized HCS 60 Amp Dual Pedestal with 1 year Maintenance | OpConnect Ruggedized HCS Dual Port 60 amp Cellular connection, Pedestal-mount, 5 years parts only warranty, no network services, 1 year Maintenance plan | HCS-60R-NC-DP-1M-0N | OpConnect/ClipperCreek | OpConnect/ClipperCreek | UL 1660 - C22.2 No. 227.2.1-95 | 6627.5 | 7105 | 175 | 7633 | 7579.01 | 951.51 | 4-6 months
Puget Sound Solar | 3 | Basic Level 2 | OpConnect Ruggedized HCS 80 Amp Dual Pedestal with 1 year Maintenance | OpConnect Ruggedized HCS Dual Port 80 amp Bluetooth/Wi-Fi/Ethernet connection, Pedestal-mount, 5 years parts only warranty, no network services, 1 year Maintenance plan | HCS-80R-NB-DP-1M-0N | OpConnect/ClipperCreek | OpConnect/ClipperCreek | UL 1660 - C22.2 No. 227.2.1-96 | 6506.5 | 6935 | 175 | 7839 | 7778.83 | 1272.33 | 4-6 months
Puget Sound Solar | 3 | Basic Level 2 | OpConnect Ruggedized HCS 80 Amp Dual Pedestal with 1 year Maintenance | OpConnect Ruggedized HCS Dual Port 80 amp Cellular connection, Pedestal-mount, 5 years parts only warranty, no network services, 1 year Maintenance plan | HCS-80R-NC-DP-1M-0N | OpConnect/ClipperCreek | OpConnect/ClipperCreek | UL 1660 - C22.2 No. 227.2.1-97 | 7826.5 | 8365 | 175 | 9313 | 9208.61 | 1382.11 | 4-6 months
Puget Sound Solar | 3 | Basic Level 2 | OpConnect CS 100 Amp Dual Pedestal with 1 year Maintenance | OpConnect CS Dual Port 100 amp Bluetooth/Wi-Fi/Ethernet connection, Pedestal-mount, 5 years parts only warranty, no network services, 1 year Maintenance plan | CS-100-NB-DP-1M-0N | OpConnect/ClipperCreek | OpConnect/ClipperCreek | UL 1660 - C22.2 No. 227.2.1-98 | 8904.5 | 10315 | 175 | 10801 | 10651.97 | 1747.47 | 4-6 months
Puget Sound Solar | 3 | Basic Level 2 | OpConnect CS 100 Amp Dual Pedestal with 1 year Maintenance | OpConnect CS Dual Port 100 amp Cellular connection, Pedestal-mount, 5 years parts only warranty, no network services, 1 year Maintenance plan | CS-100-NC-DP-1M-0N | OpConnect/ClipperCreek | OpConnect/ClipperCreek | UL 1660 - C22.2 No. 227.2.1-99 | 10246.5 | 11495 | 175 | 12089 | 11901.33 | 1654.83 | 4-6 months
Puget Sound Solar | 3 | Basic Level 2 | OpConnect Ruggedized HCS 40 Amp Single with Cord Management with 1 year Maintenance | OpConnect Ruggedized HCS Single Port 40 amp Bluetooth/Wi-Fi/Ethernet connection, wall-mount with Cord Management, 5 years parts only warranty, no network services, 1 year Maintenance plan | HCS-40R-NB-CMS-1M-0N | OpConnect/ClipperCreek | OpConnect/ClipperCreek | UL 1660 - C22.2 No. 227.2.1-100 | 2363.9 | 2491 | 100 | 2819 | 2834.43 | 470.53 | 4-6 months
Puget Sound Solar | 3 | Basic Level 2 | OpConnect Ruggedized HCS 40 Amp Single with Cord Management with 1 year Maintenance | OpConnect Ruggedized HCS Single Port 40 amp Cellular connection, wall-mount with Cord Management, 5 years parts only warranty, no network services, 1 year Maintenance plan | HCS-40R-NC-CMS-1M-0N | OpConnect/ClipperCreek | OpConnect/ClipperCreek | UL 1660 - C22.2 No. 227.2.1-101 | 2833.6 | 2971 | 100 | 3280 | 3281.6 | 448 | 4-6 months
Puget Sound Solar | 3 | Basic Level 2 | OpConnect Ruggedized HCS 60 Amp Single with Cord Management with 1 year Maintenance | OpConnect Ruggedized HCS Single Port 60 amp Bluetooth/Wi-Fi/Ethernet connection, wall-mount with Cord Management, 5 years parts only warranty, no network services, 1 year Maintenance plan | HCS-60R-NB-CMS-1M-0N | OpConnect/ClipperCreek | OpConnect/ClipperCreek | UL 1660 - C22.2 No. 227.2.1-102 | 2833.6 | 3001 | 100 | 3280 | 3281.6 | 448 | 4-6 months
Puget Sound Solar | 3 | Basic Level 2 | OpConnect Ruggedized HCS 60 Amp Single with Cord Management with 1 year Maintenance | OpConnect Ruggedized HCS Single Port 60 amp Cellular connection, wall-mount with Cord Management, 5 years parts only warranty, no network services, 1 year Maintenance plan | HCS-60R-NC-CMS-1M-0N | OpConnect/ClipperCreek | OpConnect/ClipperCreek | UL 1660 - C22.2 No. 227.2.1-103 | 3284.6 | 3481 | 100 | 3763 | 3750.11 | 465.51 | 4-6 months
Puget Sound Solar | 3 | Basic Level 2 | OpConnect Ruggedized HCS 80 Amp Single with Cord Management with 1 year Maintenance | OpConnect Ruggedized HCS Single Port 80 amp Bluetooth/Wi-Fi/Ethernet connection, wall-mount with Cord Management, 5 years parts only warranty, no network services, 1 year Maintenance plan | HCS-80R-NB-CMS-1M-0N | OpConnect/ClipperCreek | OpConnect/ClipperCreek | UL 1660 - C22.2 No. 227.2.1-104 | 3224.1 | 3396 | 100 | 3866 | 3850.02 | 625.92 | 4-6 months
Puget Sound Solar | 3 | Basic Level 2 | OpConnect Ruggedized HCS 80 Amp Single with Cord Management with 1 year Maintenance | OpConnect Ruggedized HCS Single Port 80 amp Cellular connection, wall-mount with Cord Management, 5 years parts only warranty, no network services, 1 year Maintenance plan | HCS-80R-NC-CMS-1M-0N | OpConnect/ClipperCreek | OpConnect/ClipperCreek | UL 1660 - C22.2 No. 227.2.1-105 | 3884.1 | 4111 | 100 | 4603 | 4564.91 | 680.81 | 4-6 months
Puget Sound Solar | 3 | Basic Level 2 | OpConnect CS 100 Amp Single with Cord Management with 1 year Maintenance | OpConnect CS Single Port 100 amp Bluetooth/Wi-Fi/Ethernet connection, wall-mount with Cord Management, 5 years parts only warranty, no network services, 1 year Maintenance plan | CS-100-NB-CMS-1M-0N | OpConnect/ClipperCreek | OpConnect/ClipperCreek | UL 1660 - C22.2 No. 227.2.1-106 | 4423.1 | 5086 | 100 | 5356 | 5295.32 | 872.22 | 4-6 months
Puget Sound Solar | 3 | Basic Level 2 | OpConnect CS 100 Amp Single with Cord Management with 1 year Maintenance | OpConnect CS Single Port 100 amp Cellular connection, wall-mount with Cord Management, 5 years parts only warranty, no network services, 1 year Maintenance plan | CS-100-NC-CMS-1M-0N | OpConnect/ClipperCreek | OpConnect/ClipperCreek | UL 1660 - C22.2 No. 227.2.1-107 | 5094.1 | 5676 | 100 | 6196 | 6110.12 | 1016.02 | 4-6 months
Puget Sound Solar | 3 | Basic Level 2 | OpConnect Ruggedized HCS 40 Amp Single with Cord Management Pedestal with 1 year Maintenance | OpConnect Ruggedized HCS Single Port 40 amp Bluetooth/Wi-Fi/Ethernet connection, Pedestal-mount with Cord Management, 5 years parts only warranty, no network services, 1 year Maintenance plan | HCS-40R-NB-P-CMS-1M-0N | OpConnect/ClipperCreek | OpConnect/ClipperCreek | UL 1660 - C22.2 No. 227.2.1-108 | 3458.4 | 3641 | 100 | 3857 | 3841.29 | 382.89 | 4-6 months
Puget Sound Solar | 3 | Basic Level 2 | OpConnect Ruggedized HCS 40 Amp Single with Cord Management Pedestal with 1 year Maintenance | OpConnect Ruggedized HCS Single Port 40 amp Cellular connection, Pedestal-mount with Cord Management, 5 years parts only warranty, no network services, 1 year Maintenance plan | HCS-40R-NC-P-CMS-1M-0N | OpConnect/ClipperCreek | OpConnect/ClipperCreek | UL 1660 - C22.2 No. 227.2.1-109 | 3928.1 | 4121 | 100 | 4412 | 4379.64 | 451.54 | 4-6 months
Puget Sound Solar | 3 | Basic Level 2 | OpConnect Ruggedized HCS 60 Amp Single with Cord Management Pedestal with 1 year Maintenance | OpConnect Ruggedized HCS Single Port 60 amp Bluetooth/Wi-Fi/Ethernet connection, pedestal-mount with Cord Management, 5 years parts only warranty, no network services, 1 year Maintenance plan | HCS-60R-NB-P-CMS-1M-0N | OpConnect/ClipperCreek | OpConnect/ClipperCreek | UL 1660 - C22.2 No. 227.2.1-110 | 3928.1 | 4151 | 100 | 4873 | 4826.81 | 898.71 | 4-6 months
Puget Sound Solar | 3 | Basic Level 2 | OpConnect Ruggedized HCS 60 Amp Single with Cord Management Pedestal with 1 year Maintenance | OpConnect Ruggedized HCS Single Port 60 amp Cellular connection, pedestal-mount with Cord Management, 5 years parts only warranty, no network services, 1 year Maintenance plan | HCS-60R-NC-P-CMS-1M-0N | OpConnect/ClipperCreek | OpConnect/ClipperCreek | UL 1660 - C22.2 No. 227.2.1-111 | 4379.1 | 4631 | 100 | 5356 | 5295.32 | 916.22 | 4-6 months
Puget Sound Solar | 3 | Basic Level 2 | OpConnect Ruggedized HCS 80 Amp Single with Cord Management Pedestal with 1 year Maintenance | OpConnect Ruggedized HCS Single Port 80 amp Bluetooth/Wi-Fi/Ethernet connection, pedestal-mount with Cord Management, 5 years parts only warranty, no network services, 1 year Maintenance plan | HCS-80R-NB-P-CMS-1M-0N | OpConnect/ClipperCreek | OpConnect/ClipperCreek | UL 1660 - C22.2 No. 227.2.1-112 | 4318.6 | 4546 | 100 | 5459 | 5395.23 | 1076.63 | 4-6 months
Puget Sound Solar | 3 | Basic Level 2 | OpConnect Ruggedized HCS 80 Amp Single with Cord Management Pedestal with 1 year Maintenance | OpConnect Ruggedized HCS Single Port 80 amp Cellular connection, pedestal-mount with Cord Management, 5 years parts only warranty, no network services, 1 year Maintenance plan | HCS-80R-NC-P-CMS-1M-0N | OpConnect/ClipperCreek | OpConnect/ClipperCreek | UL 1660 - C22.2 No. 227.2.1-113 | 4978.6 | 5261 | 100 | 6195 | 6109.15 | 1130.55 | 4-6 months
Puget Sound Solar | 3 | Basic Level 2 | OpConnect CS 100 Amp Single with Cord Management Pedestal with 1 year Maintenance | OpConnect CS Single Port 100 amp Bluetooth/Wi-Fi/Ethernet connection, Pedestal-mount with Cord Management, 5 years parts only warranty, no network services, 1 year Maintenance plan | CS-100-NB-P-CMS-1M-0N | OpConnect/ClipperCreek | OpConnect/ClipperCreek | UL 1660 - C22.2 No. 227.2.1-114 | 5517.6 | 6236 | 100 | 6940 | 6831.8 | 1314.2 | 4-6 months
Puget Sound Solar | 3 | Basic Level 2 | OpConnect CS 100 Amp Single with Cord Management Pedestal with 1 year Maintenance | OpConnect CS Single Port 100 amp Cellular connection, Pedestal-mount with Cord Management, 5 years parts only warranty, no network services, 1 year Maintenance plan | CS-100-NC-P-CMS-1M-0N | OpConnect/ClipperCreek | OpConnect/ClipperCreek | UL 1660 - C22.2 No. 227.2.1-115 | 6188.6 | 6826 | 100 | 7584 | 7456.48 | 1267.88 | 4-6 months
Puget Sound Solar | 3 | Basic Level 2 | OpConnect Ruggedized HCS 40 Amp Dual with Cord Management with 1 year Maintenance | OpConnect Ruggedized HCS Dual Port 40 amp Bluetooth/Wi-Fi/Ethernet connection, Pedestal-mount with Cord Management, 5 years parts only warranty, no network services, 1 year Maintenance plan | HCS-40R-NB-D-CMS-1M-0N | OpConnect/ClipperCreek | OpConnect/ClipperCreek | UL 1660 - C22.2 No. 227.2.1-116 | 4865.3 | 5142 | 150 | 5853 | 5827.41 | 962.11 | 4-6 months
Puget Sound Solar | 3 | Basic Level 2 | OpConnect Ruggedized HCS 40 Amp Dual with Cord Management with 1 year Maintenance | OpConnect Ruggedized HCS Dual Port 40 amp Cellular connection, Pedesstal-mount with Cord Management, 5 years parts only warranty, no network services, 1 year Maintenance plan | HCS-40R-NC-D-CMS-1M-0N | OpConnect/ClipperCreek | OpConnect/ClipperCreek | UL 1660 - C22.2 No. 227.2.1-117 | 5804.7 | 6102 | 150 | 6775 | 6721.75 | 917.05 | 4-6 months
Puget Sound Solar | 3 | Basic Level 2 | OpConnect Ruggedized HCS 60 Amp Dual with Cord Management with 1 year Maintenance | OpConnect Ruggedized HCS Dual Port 60 amp Bluetooth/Wi-Fi/Ethernet connection, wall-mount, 5 years parts only warranty, no network services, 1 year Maintenance plan | HCS-60R-NB-D-CMS-1M-0N | OpConnect/ClipperCreek | OpConnect/ClipperCreek | UL 1660 - C22.2 No. 227.2.1-118 | 5804.7 | 6162 | 150 | 6751 | 6698.47 | 893.77 | 4-6 months
Puget Sound Solar | 3 | Basic Level 2 | OpConnect Ruggedized HCS 60 Amp Dual with Cord Management with 1 year Maintenance | OpConnect Ruggedized HCS Dual Port 60 amp Cellular connection, wall-mount, 5 years parts only warranty, no network services, 1 year Maintenance plan | HCS-60R-NC-D-CMS-1M-0N | OpConnect/ClipperCreek | OpConnect/ClipperCreek | UL 1660 - C22.2 No. 227.2.1-119 | 6706.7 | 7122 | 150 | 7471 | 7396.87 | 690.17 | 4-6 months
Puget Sound Solar | 3 | Basic Level 2 | OpConnect Ruggedized HCS 80 Amp Dual with Cord Management with 1 year Maintenance | OpConnect Ruggedized HCS Dual Port 80 amp Bluetooth/Wi-Fi/Ethernet connection, wall-mount, 5 years parts only warranty, no network services, 1 year Maintenance plan | HCS-80R-NB-D-CMS-1M-0N | OpConnect/ClipperCreek | OpConnect/ClipperCreek | UL 1660 - C22.2 No. 227.2.1-120 | 6585.7 | 6952 | 150 | 7947 | 7858.59 | 1272.89 | 4-6 months
Puget Sound Solar | 3 | Basic Level 2 | OpConnect Ruggedized HCS 80 Amp Dual with Cord Management with 1 year Maintenance | OpConnect Ruggedized HCS Dual Port 80 amp Cellular connection, wall-mount, 5 years parts only warranty, no network services, 1 year Maintenance plan | HCS-80R-NC-D-CMS-1M-0N | OpConnect/ClipperCreek | OpConnect/ClipperCreek | UL 1660 - C22.2 No. 227.2.1-121 | 7905.7 | 8382 | 150 | 9421 | 9288.37 | 1382.67 | 4-6 months
Puget Sound Solar | 3 | Basic Level 2 | OpConnect CS 100 Amp Dual with Cord Management with 1 year Maintenance | OpConnect CS Dual Port 100 amp Bluetooth/Wi-Fi/Ethernet connection, wall-mount with Cord Management, 5 years parts only warranty, no network services, 1 year Maintenance plan | CS-100-NB-D-CMS-1M-0N | OpConnect/ClipperCreek | OpConnect/ClipperCreek | UL 1660 - C22.2 No. 227.2.1-122 | 8983.7 | 10332 | 150 | 10909 | 10731.73 | 1748.03 | 4-6 months
Puget Sound Solar | 3 | Basic Level 2 | OpConnect CS 100 Amp Dual with Cord Management with 1 year Maintenance | OpConnect CS Dual Port 100 amp Cellular connection, wall-mount with Cord Management, 5 years parts only warranty, no network services, 1 year Maintenance plan | CS-100-NC-D-CMS-1M-0N | OpConnect/ClipperCreek | OpConnect/ClipperCreek | UL 1660 - C22.2 No. 227.2.1-123 | 10325.7 | 11512 | 150 | 12197 | 11981.09 | 1655.39 | 4-6 months
Puget Sound Solar | 3 | Basic Level 2 | OpConnect Ruggedized HCS 40 Amp Dual with Cord Management Pedestal with 1 year Maintenance | OpConnect Ruggedized HCS Dual Port 40 amp Bluetooth/Wi-Fi/Ethernet connection, Pedestal-mount with Cord Management, 5 years parts only warranty, no network services, 1 year Maintenance plan | HCS-40R-NB-DP-CMS-1M-0N | OpConnect/ClipperCreek | OpConnect/ClipperCreek | UL 1660 - C22.2 No. 227.2.1-124 | 5900.4 | 6246 | 150 | 7405 | 7332.85 | 1432.45 | 4-6 months
Puget Sound Solar | 3 | Basic Level 2 | OpConnect Ruggedized HCS 40 Amp Dual with Cord Management Pedestal with 1 year Maintenance | OpConnect Ruggedized HCS Dual Port 40 amp Cellular connection, Pedestal-mount with Cord Management, 5 years parts only warranty, no network services, 1 year Maintenance plan | HCS-40R-NC-DP-CMS-1M-0N | OpConnect/ClipperCreek | OpConnect/ClipperCreek | UL 1660 - C22.2 No. 227.2.1-125 | 6839.8 | 7206 | 150 | 8327 | 8227.19 | 1387.39 | 4-6 months
Puget Sound Solar | 3 | Basic Level 2 | OpConnect Ruggedized HCS 60 Amp Dual with Cord Management Pedestal with 1 year Maintenance | OpConnect Ruggedized HCS Dual Port 60 amp Bluetooth/Wi-Fi/Ethernet connection, Pedestal-mount with Cord Management, 5 years parts only warranty, no network services, 1 year Maintenance plan | HCS-60R-NB-DP-CMS-1M-0N | OpConnect/ClipperCreek | OpConnect/ClipperCreek | UL 1660 - C22.2 No. 227.2.1-126 | 6839.8 | 7266 | 175 | 8308 | 8233.76 | 1393.96 | 4-6 months
Puget Sound Solar | 3 | Basic Level 2 | OpConnect Ruggedized HCS 60 Amp Dual with Cord Management Pedestal with 1 year Maintenance | OpConnect Ruggedized HCS Dual Port 60 amp Cellular connection, Pedestal-mount with Cord Management, 5 years parts only warranty, no network services, 1 year Maintenance plan | HCS-60R-NC-DP-CMS-1M-0N | OpConnect/ClipperCreek | OpConnect/ClipperCreek | UL 1660 - C22.2 No. 227.2.1-127 | 7741.8 | 8226 | 175 | 9293 | 9189.21 | 1447.41 | 4-6 months
Puget Sound Solar | 3 | Basic Level 2 | OpConnect Ruggedized HCS 80 Amp Dual with Cord Management Pedestal with 1 year Maintenance | OpConnect Ruggedized HCS Dual Port 80 amp Bluetooth/Wi-Fi/Ethernet connection, Pedestal-mount with Cord Management, 5 years parts only warranty, no network services, 1 year Maintenance plan | HCS-80R-NB-DP-CMS-1M-0N | OpConnect/ClipperCreek | OpConnect/ClipperCreek | UL 1660 - C22.2 No. 227.2.1-128 | 7620.8 | 8056 | 175 | 9499 | 9389.03 | 1768.23 | 4-6 months
Puget Sound Solar | 3 | Basic Level 2 | OpConnect Ruggedized HCS 80 Amp Dual with Cord Management Pedestal with 1 year Maintenance | OpConnect Ruggedized HCS Dual Port 80 amp Cellular connection, Pedestal-mount with Cord Management, 5 years parts only warranty, no network services, 1 year Maintenance plan | HCS-80R-NC-DP-CMS-1M-0N | OpConnect/ClipperCreek | OpConnect/ClipperCreek | UL 1660 - C22.2 No. 227.2.1-129 | 8940.8 | 9486 | 175 | 10973 | 10818.81 | 1878.01 | 4-6 months
Puget Sound Solar | 3 | Basic Level 2 | OpConnect CS 100 Amp Dual with Cord Management Pedestal with 1 year Maintenance | OpConnect CS Dual Port 100 amp Bluetooth/Wi-Fi/Ethernet connection, Pedestal-mount with Cord Management, 5 years parts only warranty, no network services, 1 year Maintenance plan | CS-100-NB-DP-CMS-1M-0N | OpConnect/ClipperCreek | OpConnect/ClipperCreek | UL 1660 - C22.2 No. 227.2.1-130 | 10018.8 | 11436 | 175 | 12461 | 12262.17 | 2243.37 | 4-6 months
Puget Sound Solar | 3 | Basic Level 2 | OpConnect CS 100 Amp Dual with Cord Management Pedestal with 1 year Maintenance | OpConnect CS Dual Port 100 amp Cellular connection, Pedestal-mount with Cord Management, 5 years parts only warranty, no network services, 1 year Maintenance plan | CS-100-NC-DP-CMS-1M-0N | OpConnect/ClipperCreek | OpConnect/ClipperCreek | UL 1660 - C22.2 No. 227.2.1-131 | 11360.8 | 12616 | 175 | 13749 | 13511.53 | 2150.73 | 4-6 months
Puget Sound Solar | 3 | Basic Level 2 | OpConnect Ruggedized HCS 40 Amp Single with 1 year Maintenance & 1 year Network | OpConnect Ruggedized HCS Single Port 40 amp Bluetooth/Wi-Fi/Ethernet connection, wall-mount, 5 years parts only warranty, 1 year Network services, 1 year Maintenance plan | HCS-40R-NB-1M-1N | OpConnect/ClipperCreek | OpConnect/ClipperCreek | UL 1660 - C22.2 No. 227.2.1-132 | 2161.5 | 2307 | 50 | 2483 | 2458.51 | 297.01 | 4-6 months
Puget Sound Solar | 3 | Basic Level 2 | OpConnect Ruggedized HCS 40 Amp Single with 1 year Maintenance & 1 year Network | OpConnect Ruggedized HCS Single Port 40 amp Cellular connection, wall-mount, 5 years parts only warranty, 1 year Network services, 1 year Maintenance plan | HCS-40R-NC-1M-1N | OpConnect/ClipperCreek | OpConnect/ClipperCreek | UL 1660 - C22.2 No. 227.2.1-133 | 2697.2 | 2867 | 50 | 3004 | 2963.88 | 266.68 | 4-6 months
Puget Sound Solar | 3 | Basic Level 2 | OpConnect Ruggedized HCS 60 Amp Single with 1 year Maintenance & 1 year Network | OpConnect Ruggedized HCS Single Port 60 amp Bluetooth/Wi-Fi/Ethernet connection, wall-mount, 5 years parts only warranty, 1 year Network services, 1 year Maintenance plan | HCS-60R-NB-1M-1N | OpConnect/ClipperCreek | OpConnect/ClipperCreek | UL 1660 - C22.2 No. 227.2.1-134 | 2631.2 | 2817 | 50 | 2932 | 2894.04 | 262.84 | 4-6 months
Puget Sound Solar | 3 | Basic Level 2 | OpConnect Ruggedized HCS 60 Amp Single with 1 year Maintenance & 1 year Network | OpConnect Ruggedized HCS Single Port 60 amp Cellular connection, wall-mount, 5 years parts only warranty, 1 year Network services, 1 year Maintenance plan | HCS-60R-NC-1M-1N | OpConnect/ClipperCreek | OpConnect/ClipperCreek | UL 1660 - C22.2 No. 227.2.1-135 | 3148.2 | 3377 | 50 | 3487 | 3432.39 | 284.19 | 4-6 months
Puget Sound Solar | 3 | Basic Level 2 | OpConnect Ruggedized HCS 80 Amp Single with 1 year Maintenance & 1 year Network | OpConnect Ruggedized HCS Single Port 80 amp Bluetooth/Wi-Fi/Ethernet connection, wall-mount, 5 years parts only warranty, 1 year Network services, 1 year Maintenance plan | HCS-80R-NB-1M-1N | OpConnect/ClipperCreek | OpConnect/ClipperCreek | UL 1660 - C22.2 No. 227.2.1-136 | 3071.2 | 3257 | 50 | 3675 | 3614.75 | 543.55 | 4-6 months
Puget Sound Solar | 3 | Basic Level 2 | OpConnect Ruggedized HCS 80 Amp Single with 1 year Maintenance & 1 year Network | OpConnect Ruggedized HCS Single Port 80 amp Cellular connection, wall-mount, 5 years parts only warranty, 1 year Network services, 1 year Maintenance plan | HCS-80R-NC-1M-1N | OpConnect/ClipperCreek | OpConnect/ClipperCreek | UL 1660 - C22.2 No. 227.2.1-137 | 3797.2 | 4082 | 50 | 4412 | 4329.64 | 532.44 | 4-6 months
Puget Sound Solar | 3 | Basic Level 2 | OpConnect CS 100 Amp Single with 1 year Maintenance & 1 year Network | OpConnect CS Single Port 100 amp Bluetooth/Wi-Fi/Ethernet connection, wall-mount, 5 years parts only warranty, 1 year Network services, 1 year Maintenance plan | CS-100-NB-1M-1N | OpConnect/ClipperCreek | OpConnect/ClipperCreek | UL 1660 - C22.2 No. 227.2.1-138 | 4270.2 | 4947 | 50 | 5156 | 5051.32 | 781.12 | 4-6 months
Puget Sound Solar | 3 | Basic Level 2 | OpConnect CS 100 Amp Single with 1 year Maintenance & 1 year Network | OpConnect CS Single Port 100 amp Cellular connection, wall-mount, 5 years parts only warranty, 1 year Network services, 1 year Maintenance plan | CS-100-NC-1M-1N | OpConnect/ClipperCreek | OpConnect/ClipperCreek | UL 1660 - C22.2 No. 227.2.1-139 | 5007.2 | 5647 | 50 | 5800 | 5676 | 668.8 | 4-6 months
Puget Sound Solar | 3 | Basic Level 2 | OpConnect Ruggedized HCS 40 Amp Single Pedestal with 1 year Maintenance & 1 year Network | OpConnect Ruggedized HCS Single Port 40 amp Bluetooth/Wi-Fi/Ethernet connection, Pedestal-mount, 5 years parts only warranty, 1 year Network services, 1 year Maintenance plan | HCS-40R-NB-P-1M-1N | OpConnect/ClipperCreek | OpConnect/ClipperCreek | UL 1660 - C22.2 No. 227.2.1-140 | 2894.1 | 3083 | 50 | 3489 | 3434.33 | 540.23 | 4-6 months
Puget Sound Solar | 3 | Smart Level 2 | OpConnect Ruggedized HCS 40 Amp Single Pedestal with 1 year Maintenance & 1 year Network | OpConnect Ruggedized HCS Single Port 40 amp Cellular connection, Pedestal-mount, 5 years parts only warranty, 1 year Network services, 1 year Maintenance plan | HCS-40R-NC-P-1M-1N | OpConnect/ClipperCreek | OpConnect/ClipperCreek | UL 1660 - C22.2 No. 227.2.1-141 | 3429.8 | 3643 | 50 | 4010 | 3939.7 | 509.9 | 4-6 months
Puget Sound Solar | 3 | Smart Level 2 | OpConnect Ruggedized HCS 60 Amp Single Pedestal with 1 year Maintenance & 1 year Network | OpConnect Ruggedized HCS Single Port 60 amp Bluetooth/Wi-Fi/Ethernet connection, pedestal-mount, 5 years parts only warranty, 1 year Network services, 1 year Maintenance plan | HCS-60R-NB-P-1M-1N | OpConnect/ClipperCreek | OpConnect/ClipperCreek | UL 1660 - C22.2 No. 227.2.1-142 | 3363.8 | 3593 | 100 | 3938 | 3919.86 | 556.06 | 4-6 months
Puget Sound Solar | 3 | Smart Level 2 | OpConnect Ruggedized HCS 60 Amp Single Pedestal with 1 year Maintenance & 1 year Network | OpConnect Ruggedized HCS Single Port 60 amp Cellular connection, pedestal-mount, 5 years parts only warranty, 1 year Network services, 1 year Maintenance plan | HCS-60R-NC-P-1M-1N | OpConnect/ClipperCreek | OpConnect/ClipperCreek | UL 1660 - C22.2 No. 227.2.1-143 | 3880.8 | 4153 | 100 | 4493 | 4458.21 | 577.41 | 4-6 months
Puget Sound Solar | 3 | Smart Level 2 | OpConnect Ruggedized HCS 80 Amp Single Pedestal with 1 year Maintenance & 1 year Network | OpConnect Ruggedized HCS Single Port 80 amp Bluetooth/Wi-Fi/Ethernet connection, pedestal-mount, 5 years parts only warranty, 1 year Network services, 1 year Maintenance plan | HCS-80R-NB-P-1M-1N | OpConnect/ClipperCreek | OpConnect/ClipperCreek | UL 1660 - C22.2 No. 227.2.1-144 | 3803.8 | 4033 | 100 | 4681 | 4640.57 | 836.77 | 4-6 months
Puget Sound Solar | 3 | Smart Level 2 | OpConnect Ruggedized HCS 80 Amp Single Pedestal with 1 year Maintenance & 1 year Network | OpConnect Ruggedized HCS Single Port 80 amp Cellular connection, pedestal-mount, 5 years parts only warranty, 1 year Network services, 1 year Maintenance plan | HCS-80R-NC-P-1M-1N | OpConnect/ClipperCreek | OpConnect/ClipperCreek | UL 1660 - C22.2 No. 227.2.1-145 | 4529.8 | 4858 | 100 | 5418 | 5355.46 | 825.66 | 4-6 months
Puget Sound Solar | 3 | Smart Level 2 | OpConnect CS 100 Amp Single Pedestal with 1 year Maintenance & 1 year Network | OpConnect CS Single Port 100 amp Bluetooth/Wi-Fi/Ethernet connection, Pedestal-mount, 5 years parts only warranty, 1 year Network services, 1 year Maintenance plan | CS-100-NB-P-1M-1N | OpConnect/ClipperCreek | OpConnect/ClipperCreek | UL 1660 - C22.2 No. 227.2.1-146 | 5002.8 | 5723 | 100 | 6162 | 6077.14 | 1074.34 | 4-6 months
Puget Sound Solar | 3 | Smart Level 2 | OpConnect CS 100 Amp Single Pedestal with 1 year Maintenance & 1 year Network | OpConnect CS Single Port 100 amp Cellular connection, Pedestal-mount, 5 years parts only warranty, 1 year Network services, 1 year Maintenance plan | CS-100-NC-P-1M-1N | OpConnect/ClipperCreek | OpConnect/ClipperCreek | UL 1660 - C22.2 No. 227.2.1-147 | 5739.8 | 6423 | 100 | 6806 | 6701.82 | 962.02 | 4-6 months
Puget Sound Solar | 3 | Smart Level 2 | OpConnect Ruggedized HCS 40 Amp Dual with 1 year Maintenance & 1 year Network | OpConnect Ruggedized HCS Dual Port 40 amp Bluetooth/Wi-Fi/Ethernet connection, wall-mount, 5 years parts only warranty, 1 year Network services, 1 year Maintenance plan | HCS-40R-NB-D-1M-1N | OpConnect/ClipperCreek | OpConnect/ClipperCreek | UL 1660 - C22.2 No. 227.2.1-148 | 4460.5 | 4774 | 100 | 5182 | 5126.54 | 666.04 | 4-6 months
Puget Sound Solar | 3 | Smart Level 2 | OpConnect Ruggedized HCS 40 Amp Dual with 1 year Maintenance & 1 year Network | OpConnect Ruggedized HCS Dual Port 40 amp Cellular connection, wall-mount, 5 years parts only warranty, 1 year Network services, 1 year Maintenance plan | HCS-40R-NC-D-1M-1N | OpConnect/ClipperCreek | OpConnect/ClipperCreek | UL 1660 - C22.2 No. 227.2.1-149 | 5256.9 | 5894 | 100 | 6224 | 6137.28 | 880.38 | 4-6 months
Puget Sound Solar | 3 | Smart Level 2 | OpConnect Ruggedized HCS 60 Amp Dual with 1 year Maintenance & 1 year Network | OpConnect Ruggedized HCS Dual Port 60 amp Bluetooth/Wi-Fi/Ethernet connection, wall-mount, 5 years parts only warranty, 1 year Network services, 1 year Maintenance plan | HCS-60R-NB-D-1M-1N | OpConnect/ClipperCreek | OpConnect/ClipperCreek | UL 1660 - C22.2 No. 227.2.1-150 | 5399.9 | 5794 | 100 | 6080 | 5997.6 | 597.7 | 4-6 months
Puget Sound Solar | 3 | Smart Level 2 | OpConnect Ruggedized HCS 60 Amp Dual with 1 year Maintenance & 1 year Network | OpConnect Ruggedized HCS Dual Port 60 amp Cellular connection, wall-mount, 5 years parts only warranty, 1 year Network services, 1 year Maintenance plan | HCS-60R-NC-D-1M-1N | OpConnect/ClipperCreek | OpConnect/ClipperCreek | UL 1660 - C22.2 No. 227.2.1-151 | 6158.9 | 6914 | 100 | 7190 | 7074.3 | 915.4 | 4-6 months
Puget Sound Solar | 3 | Smart Level 2 | OpConnect Ruggedized HCS 80 Amp Dual with 1 year Maintenance & 1 year Network | OpConnect Ruggedized HCS Dual Port 80 amp Bluetooth/Wi-Fi/Ethernet connection, wall-mount, 5 years parts only warranty, 1 year Network services, 1 year Maintenance plan | HCS-80R-NB-D-1M-1N | OpConnect/ClipperCreek | OpConnect/ClipperCreek | UL 1660 - C22.2 No. 227.2.1-152 | 6279.9 | 6674 | 100 | 7566 | 7439.02 | 1159.12 | 4-6 months
Puget Sound Solar | 3 | Smart Level 2 | OpConnect Ruggedized HCS 80 Amp Dual with 1 year Maintenance & 1 year Network | OpConnect Ruggedized HCS Dual Port 80 amp Cellular connection, wall-mount, 5 years parts only warranty, 1 year Network services, 1 year Maintenance plan | HCS-80R-NC-D-1M-1N | OpConnect/ClipperCreek | OpConnect/ClipperCreek | UL 1660 - C22.2 No. 227.2.1-153 | 7731.9 | 8324 | 100 | 9040 | 8868.8 | 1136.9 | 4-6 months
Puget Sound Solar | 3 | Smart Level 2 | OpConnect CS 100 Amp Dual with 1 year Maintenance & 1 year Network | OpConnect CS Dual Port 100 amp Bluetooth/Wi-Fi/Ethernet connection, wall-mount, 5 years parts only warranty, 1 year Network services, 1 year Maintenance plan | CS-100-NB-D-1M-1N | OpConnect/ClipperCreek | OpConnect/ClipperCreek | UL 1660 - C22.2 No. 227.2.1-154 | 8677.9 | 10054 | 100 | 10528 | 10312.16 | 1634.26 | 4-6 months
Puget Sound Solar | 3 | Smart Level 2 | OpConnect CS 100 Amp Dual with 1 year Maintenance & 1 year Network | OpConnect CS Dual Port 100 amp Cellular connection, wall-mount, 5 years parts only warranty, 1 year Network services, 1 year Maintenance plan | CS-100-NC-D-1M-1N | OpConnect/ClipperCreek | OpConnect/ClipperCreek | UL 1660 - C22.2 No. 227.2.1-155 | 10151.9 | 11454 | 100 | 11816 | 11561.52 | 1409.62 | 4-6 months
Puget Sound Solar | 3 | Smart Level 2 | OpConnect Ruggedized HCS 40 Amp Dual Pedestal with 1 year Maintenance & 1 year Network | OpConnect Ruggedized HCS Dual Port 40 amp Bluetooth/Wi-Fi/Ethernet connection, Pedestal-mount, 5 years parts only warranty, 1 year Network services, 1 year Maintenance plan | HCS-40R-NB-DP-1M-1N | OpConnect/ClipperCreek | OpConnect/ClipperCreek | UL 1660 - C22.2 No. 227.2.1-156 | 5204.1 | 5565 | 150 | 6205 | 6168.85 | 964.75 | 4-6 months
Puget Sound Solar | 3 | Smart Level 2 | OpConnect Ruggedized HCS 40 Amp Dual Pedestal with 1 year Maintenance & 1 year Network | OpConnect Ruggedized HCS Dual Port 40 amp Cellular connection, Pedestal-mount, 5 years parts only warranty, 1 year Network services, 1 year Maintenance plan | HCS-40R-NC-DP-1M-1N | OpConnect/ClipperCreek | OpConnect/ClipperCreek | UL 1660 - C22.2 No. 227.2.1-157 | 6000.5 | 6685 | 150 | 7247 | 7179.59 | 1179.09 | 4-6 months
Puget Sound Solar | 3 | Smart Level 2 | OpConnect Ruggedized HCS 60 Amp Dual Pedestal with 1 year Maintenance & 1 year Network | OpConnect Ruggedized HCS Dual Port 60 amp Bluetooth/Wi-Fi/Ethernet connection, Pedestal-mount, 5 years parts only warranty, 1 year Network services, 1 year Maintenance plan | HCS-60R-NB-DP-1M-1N | OpConnect/ClipperCreek | OpConnect/ClipperCreek | UL 1660 - C22.2 No. 227.2.1-158 | 6143.5 | 6585 | 150 | 7103 | 7039.91 | 896.41 | 4-6 months
Puget Sound Solar | 3 | Smart Level 2 | OpConnect Ruggedized HCS 60 Amp Dual Pedestal with 1 year Maintenance & 1 year Network | OpConnect Ruggedized HCS Dual Port 60 amp Cellular connection, Pedestal-mount, 5 years parts only warranty, 1 year Network services, 1 year Maintenance plan | HCS-60R-NC-DP-1M-1N | OpConnect/ClipperCreek | OpConnect/ClipperCreek | UL 1660 - C22.2 No. 227.2.1-159 | 6902.5 | 7705 | 150 | 8213 | 8116.61 | 1214.11 | 4-6 months
Puget Sound Solar | 3 | Smart Level 2 | OpConnect Ruggedized HCS 80 Amp Dual Pedestal with 1 year Maintenance & 1 year Network | OpConnect Ruggedized HCS Dual Port 80 amp Bluetooth/Wi-Fi/Ethernet connection, Pedestal-mount, 5 years parts only warranty, 1 year Network services, 1 year Maintenance plan | HCS-80R-NB-DP-1M-1N | OpConnect/ClipperCreek | OpConnect/ClipperCreek | UL 1660 - C22.2 No. 227.2.1-160 | 7023.5 | 7465 | 150 | 8589 | 8481.33 | 1457.83 | 4-6 months
Puget Sound Solar | 3 | Smart Level 2 | OpConnect Ruggedized HCS 80 Amp Dual Pedestal with 1 year Maintenance & 1 year Network | OpConnect Ruggedized HCS Dual Port 80 amp Cellular connection, Pedestal-mount, 5 years parts only warranty, 1 year Network services, 1 year Maintenance plan | HCS-80R-NC-DP-1M-1N | OpConnect/ClipperCreek | OpConnect/ClipperCreek | UL 1660 - C22.2 No. 227.2.1-161 | 8475.5 | 9115 | 150 | 10063 | 9911.11 | 1435.61 | 4-6 months
Puget Sound Solar | 3 | Smart Level 2 | OpConnect CS 100 Amp Dual Pedestal with 1 year Maintenance & 1 year Network | OpConnect CS Dual Port 100 amp Bluetooth/Wi-Fi/Ethernet connection, Pedestal-mount, 5 years parts only warranty, 1 year Network services, 1 year Maintenance plan | CS-100-NB-DP-1M-1N | OpConnect/ClipperCreek | OpConnect/ClipperCreek | UL 1660 - C22.2 No. 227.2.1-162 | 9421.5 | 10845 | 150 | 11551 | 11354.47 | 1932.97 | 4-6 months
Puget Sound Solar | 3 | Smart Level 2 | OpConnect CS 100 Amp Dual Pedestal with 1 year Maintenance & 1 year Network | OpConnect CS Dual Port 100 amp Cellular connection, Pedestal-mount, 5 years parts only warranty, 1 year Network services, 1 year Maintenance plan | CS-100-NC-DP-1M-1N | OpConnect/ClipperCreek | OpConnect/ClipperCreek | UL 1660 - C22.2 No. 227.2.1-163 | 10895.5 | 12245 | 150 | 12839 | 12603.83 | 1708.33 | 4-6 months
Puget Sound Solar | 3 | Smart Level 2 | OpConnect Ruggedized HCS 40 Amp Single with Cord Management with 1 year Maintenance & 1 year Network | OpConnect Ruggedized HCS Single Port 40 amp Bluetooth/Wi-Fi/Ethernet connection, wall-mount with Cord Management, 5 years parts only warranty, 1 year Network services, 1 year Maintenance plan | HCS-40R-NB-CMS-1M-1N | OpConnect/ClipperCreek | OpConnect/ClipperCreek | UL 1660 - C22.2 No. 227.2.1-164 | 2572.9 | 2711 | 100 | 3049 | 3057.53 | 484.63 | 4-6 months
Puget Sound Solar | 3 | Smart Level 2 | OpConnect Ruggedized HCS 40 Amp Single with Cord Management with 1 year Maintenance & 1 year Network | OpConnect Ruggedized HCS Single Port 40 amp Cellular connection, wall-mount with Cord Management, 5 years parts only warranty, 1 year Network services, 1 year Maintenance plan | HCS-40R-NC-CMS-1M-1N | OpConnect/ClipperCreek | OpConnect/ClipperCreek | UL 1660 - C22.2 No. 227.2.1-165 | 3108.6 | 3271 | 100 | 3570 | 3562.9 | 454.3 | 4-6 months
Puget Sound Solar | 3 | Smart Level 2 | OpConnect Ruggedized HCS 60 Amp Single with Cord Management with 1 year Maintenance & 1 year Network | OpConnect Ruggedized HCS Single Port 60 amp Bluetooth/Wi-Fi/Ethernet connection, wall-mount with Cord Management, 5 years parts only warranty, 1 year Network services, 1 year Maintenance plan | HCS-60R-NB-CMS-1M-1N | OpConnect/ClipperCreek | OpConnect/ClipperCreek | UL 1660 - C22.2 No. 227.2.1-166 | 3042.6 | 3221 | 100 | 3499 | 3494.03 | 451.43 | 4-6 months
Puget Sound Solar | 3 | Smart Level 2 | OpConnect Ruggedized HCS 60 Amp Single with Cord Management with 1 year Maintenance & 1 year Network | OpConnect Ruggedized HCS Single Port 60 amp Cellular connection, wall-mount with Cord Management, 5 years parts only warranty, 1 year Network services, 1 year Maintenance plan | HCS-60R-NC-CMS-1M-1N | OpConnect/ClipperCreek | OpConnect/ClipperCreek | UL 1660 - C22.2 No. 227.2.1-167 | 3559.6 | 3781 | 100 | 4053 | 4031.41 | 471.81 | 4-6 months
Puget Sound Solar | 3 | Smart Level 2 | OpConnect Ruggedized HCS 80 Amp Single with Cord Management with 1 year Maintenance & 1 year Network | OpConnect Ruggedized HCS Single Port 80 amp Bluetooth/Wi-Fi/Ethernet connection, wall-mount with Cord Management, 5 years parts only warranty, 1 year Network services, 1 year Maintenance plan | HCS-80R-NB-CMS-1M-1N | OpConnect/ClipperCreek | OpConnect/ClipperCreek | UL 1660 - C22.2 No. 227.2.1-168 | 3482.6 | 3661 | 100 | 4241 | 4213.77 | 731.17 | 4-6 months
Puget Sound Solar | 3 | Smart Level 2 | OpConnect Ruggedized HCS 80 Amp Single with Cord Management with 1 year Maintenance & 1 year Network | OpConnect Ruggedized HCS Single Port 80 amp Cellular connection, wall-mount with Cord Management, 5 years parts only warranty, 1 year Network services, 1 year Maintenance plan | HCS-80R-NC-CMS-1M-1N | OpConnect/ClipperCreek | OpConnect/ClipperCreek | UL 1660 - C22.2 No. 227.2.1-169 | 4208.6 | 4486 | 100 | 4978 | 4928.66 | 720.06 | 4-6 months
Puget Sound Solar | 3 | Smart Level 2 | OpConnect CS 100 Amp Single with Cord Management with 1 year Maintenance & 1 year Network | OpConnect CS Single Port 100 amp Bluetooth/Wi-Fi/Ethernet connection, wall-mount with Cord Management, 5 years parts only warranty, 1 year Network services, 1 year Maintenance plan | CS-100-NB-CMS-1M-1N | OpConnect/ClipperCreek | OpConnect/ClipperCreek | UL 1660 - C22.2 No. 227.2.1-170 | 4681.6 | 5351 | 100 | 5722 | 5650.34 | 968.74 | 4-6 months
Puget Sound Solar | 3 | Smart Level 2 | OpConnect CS 100 Amp Single with Cord Management with 1 year Maintenance & 1 year Network | OpConnect CS Single Port 100 amp Cellular connection, wall-mount with Cord Management, 5 years parts only warranty, 1 year Network services, 1 year Maintenance plan | CS-100-NC-CMS-1M-1N | OpConnect/ClipperCreek | OpConnect/ClipperCreek | UL 1660 - C22.2 No. 227.2.1-171 | 5418.6 | 6051 | 100 | 6366 | 6275.02 | 856.42 | 4-6 months
Puget Sound Solar | 3 | Smart Level 2 | OpConnect Ruggedized HCS 40 Amp Single with Cord Management Pedestal with 1 year Maintenance & 1 year Network | OpConnect Ruggedized HCS Single Port 40 amp Bluetooth/Wi-Fi/Ethernet connection, Pedestal-mount with Cord Management, 5 years parts only warranty, 1 year Network services, 1 year Maintenance plan | HCS-40R-NB-P-CMS-1M-1N | OpConnect/ClipperCreek | OpConnect/ClipperCreek | UL 1660 - C22.2 No. 227.2.1-172 | 3667.4 | 3861 | 150 | 4642 | 4652.74 | 985.34 | 4-6 months
Puget Sound Solar | 3 | Smart Level 2 | OpConnect Ruggedized HCS 40 Amp Single with Cord Management Pedestal with 1 year Maintenance & 1 year Network | OpConnect Ruggedized HCS Single Port 40 amp Cellular connection, Pedestal-mount with Cord Management, 5 years parts only warranty, 1 year Network services, 1 year Maintenance plan | HCS-40R-NC-P-CMS-1M-1N | OpConnect/ClipperCreek | OpConnect/ClipperCreek | UL 1660 - C22.2 No. 227.2.1-173 | 4203.1 | 4421 | 150 | 5163 | 5158.11 | 955.01 | 4-6 months
Puget Sound Solar | 3 | Smart Level 2 | OpConnect Ruggedized HCS 60 Amp Single with Cord Management Pedestal with 1 year Maintenance & 1 year Network | OpConnect Ruggedized HCS Single Port 60 amp Bluetooth/Wi-Fi/Ethernet connection, pedestal-mount with Cord Management, 5 years parts only warranty, 1 year Network services, 1 year Maintenance plan | HCS-60R-NB-P-CMS-1M-1N | OpConnect/ClipperCreek | OpConnect/ClipperCreek | UL 1660 - C22.2 No. 227.2.1-174 | 4137.1 | 4371 | 150 | 5091 | 5088.27 | 951.17 | 4-6 months
Puget Sound Solar | 3 | Smart Level 2 | OpConnect Ruggedized HCS 60 Amp Single with Cord Management Pedestal with 1 year Maintenance & 1 year Network | OpConnect Ruggedized HCS Single Port 60 amp Cellular connection, pedestal-mount with Cord Management, 5 years parts only warranty, 1 year Network services, 1 year Maintenance plan | HCS-60R-NC-P-CMS-1M-1N | OpConnect/ClipperCreek | OpConnect/ClipperCreek | UL 1660 - C22.2 No. 227.2.1-175 | 4654.1 | 4931 | 150 | 5646 | 5626.62 | 972.52 | 4-6 months
Puget Sound Solar | 3 | Smart Level 2 | OpConnect Ruggedized HCS 80 Amp Single with Cord Management Pedestal with 1 year Maintenance & 1 year Network | OpConnect Ruggedized HCS Single Port 80 amp Bluetooth/Wi-Fi/Ethernet connection, pedestal-mount with Cord Management, 5 years parts only warranty, 1 year Network services, 1 year Maintenance plan | HCS-80R-NB-P-CMS-1M-1N | OpConnect/ClipperCreek | OpConnect/ClipperCreek | UL 1660 - C22.2 No. 227.2.1-176 | 4577.1 | 4811 | 150 | 5834 | 5808.98 | 1231.88 | 4-6 months
Puget Sound Solar | 3 | Smart Level 2 | OpConnect Ruggedized HCS 80 Amp Single with Cord Management Pedestal with 1 year Maintenance & 1 year Network | OpConnect Ruggedized HCS Single Port 80 amp Cellular connection, pedestal-mount with Cord Management, 5 years parts only warranty, 1 year Network services, 1 year Maintenance plan | HCS-80R-NC-P-CMS-1M-1N | OpConnect/ClipperCreek | OpConnect/ClipperCreek | UL 1660 - C22.2 No. 227.2.1-177 | 5303.1 | 5636 | 150 | 6571 | 6523.87 | 1220.77 | 4-6 months
Puget Sound Solar | 3 | Smart Level 2 | OpConnect CS 100 Amp Single with Cord Management Pedestal with 1 year Maintenance & 1 year Network | OpConnect CS Single Port 100 amp Bluetooth/Wi-Fi/Ethernet connection, Pedestal-mount with Cord Management, 5 years parts only warranty, 1 year Network services, 1 year Maintenance plan | CS-100-NB-P-CMS-1M-1N | OpConnect/ClipperCreek | OpConnect/ClipperCreek | UL 1660 - C22.2 No. 227.2.1-178 | 5776.1 | 6501 | 150 | 7315 | 7245.55 | 1469.45 | 4-6 months
Puget Sound Solar | 3 | Smart Level 2 | OpConnect CS 100 Amp Single with Cord Management Pedestal with 1 year Maintenance & 1 year Network | OpConnect CS Single Port 100 amp Cellular connection, Pedestal-mount with Cord Management, 5 years parts only warranty, 1 year Network services, 1 year Maintenance plan | CS-100-NC-P-CMS-1M-1N | OpConnect/ClipperCreek | OpConnect/ClipperCreek | UL 1660 - C22.2 No. 227.2.1-179 | 6513.1 | 7201 | 150 | 7959 | 7870.23 | 1357.13 | 4-6 months
Puget Sound Solar | 3 | Smart Level 2 | OpConnect Ruggedized HCS 40 Amp Dual with Cord Management with 1 year Maintenance & 1 year Network | OpConnect Ruggedized HCS Dual Port 40 amp Bluetooth/Wi-Fi/Ethernet connection, Pedestal-mount with Cord Management, 5 years parts only warranty, 1 year Network services, 1 year Maintenance plan | HCS-40R-NB-D-CMS-1M-1N | OpConnect/ClipperCreek | OpConnect/ClipperCreek | UL 1660 - C22.2 No. 227.2.1-180 | 5283.3 | 5582 | 150 | 6313 | 6273.61 | 990.31 | 4-6 months
Puget Sound Solar | 3 | Smart Level 2 | OpConnect Ruggedized HCS 40 Amp Dual with Cord Management with 1 year Maintenance & 1 year Network | OpConnect Ruggedized HCS Dual Port 40 amp Cellular connection, Pedesstal-mount with Cord Management, 5 years parts only warranty, 1 year Network services, 1 year Maintenance plan | HCS-40R-NC-D-CMS-1M-1N | OpConnect/ClipperCreek | OpConnect/ClipperCreek | UL 1660 - C22.2 No. 227.2.1-181 | 6079.7 | 6702 | 150 | 7475 | 7400.75 | 1321.05 | 4-6 months
Puget Sound Solar | 3 | Smart Level 2 | OpConnect Ruggedized HCS 60 Amp Dual with Cord Management with 1 year Maintenance & 1 year Network | OpConnect Ruggedized HCS Dual Port 60 amp Bluetooth/Wi-Fi/Ethernet connection, wall-mount, 5 years parts only warranty, 1 year Network services, 1 year Maintenance plan | HCS-60R-NB-D-CMS-1M-1N | OpConnect/ClipperCreek | OpConnect/ClipperCreek | UL 1660 - C22.2 No. 227.2.1-182 | 6222.7 | 6602 | 150 | 7211 | 7144.67 | 921.97 | 4-6 months
Puget Sound Solar | 3 | Smart Level 2 | OpConnect Ruggedized HCS 60 Amp Dual with Cord Management with 1 year Maintenance & 1 year Network | OpConnect Ruggedized HCS Dual Port 60 amp Cellular connection, wall-mount, 5 years parts only warranty, 1 year Network services, 1 year Maintenance plan | HCS-60R-NC-D-CMS-1M-1N | OpConnect/ClipperCreek | OpConnect/ClipperCreek | UL 1660 - C22.2 No. 227.2.1-183 | 6981.7 | 7722 | 150 | 8321 | 8221.37 | 1239.67 | 4-6 months
Puget Sound Solar | 3 | Smart Level 2 | OpConnect Ruggedized HCS 80 Amp Dual with Cord Management with 1 year Maintenance & 1 year Network | OpConnect Ruggedized HCS Dual Port 80 amp Bluetooth/Wi-Fi/Ethernet connection, wall-mount, 5 years parts only warranty, 1 year Network services, 1 year Maintenance plan | HCS-80R-NB-D-CMS-1M-1N | OpConnect/ClipperCreek | OpConnect/ClipperCreek | UL 1660 - C22.2 No. 227.2.1-184 | 7102.7 | 7482 | 150 | 8697 | 8586.09 | 1483.39 | 4-6 months
Puget Sound Solar | 3 | Smart Level 2 | OpConnect Ruggedized HCS 80 Amp Dual with Cord Management with 1 year Maintenance & 1 year Network | OpConnect Ruggedized HCS Dual Port 80 amp Cellular connection, wall-mount, 5 years parts only warranty, 1 year Network services, 1 year Maintenance plan | HCS-80R-NC-D-CMS-1M-1N | OpConnect/ClipperCreek | OpConnect/ClipperCreek | UL 1660 - C22.2 No. 227.2.1-185 | 8554.7 | 9132 | 150 | 10171 | 10015.87 | 1461.17 | 4-6 months
Puget Sound Solar | 3 | Smart Level 2 | OpConnect CS 100 Amp Dual with Cord Management with 1 year Maintenance & 1 year Network | OpConnect CS Dual Port 100 amp Bluetooth/Wi-Fi/Ethernet connection, wall-mount with Cord Management, 5 years parts only warranty, 1 year Network services, 1 year Maintenance plan | CS-100-NB-D-CMS-1M-1N | OpConnect/ClipperCreek | OpConnect/ClipperCreek | UL 1660 - C22.2 No. 227.2.1-186 | 9500.7 | 10862 | 150 | 11659 | 11459.23 | 1958.53 | 4-6 months
Puget Sound Solar | 3 | Smart Level 2 | OpConnect CS 100 Amp Dual with Cord Management with 1 year Maintenance & 1 year Network | OpConnect CS Dual Port 100 amp Cellular connection, wall-mount with Cord Management, 5 years parts only warranty, 1 year Network services, 1 year Maintenance plan | CS-100-NC-D-CMS-1M-1N | OpConnect/ClipperCreek | OpConnect/ClipperCreek | UL 1660 - C22.2 No. 227.2.1-187 | 10974.7 | 12262 | 150 | 12974 | 12734.78 | 1760.08 | 4-6 months
Puget Sound Solar | 3 | Smart Level 2 | OpConnect Ruggedized HCS 40 Amp Dual with Cord Management Pedestal with 1 year Maintenance & 1 year Network | OpConnect Ruggedized HCS Dual Port 40 amp Bluetooth/Wi-Fi/Ethernet connection, Pedestal-mount with Cord Management, 5 years parts only warranty, 1 year Network services, 1 year Maintenance plan | HCS-40R-NB-DP-CMS-1M-1N | OpConnect/ClipperCreek | OpConnect/ClipperCreek | UL 1660 - C22.2 No. 227.2.1-188 | 6318.4 | 6686 | 1575 | 7865 | 9204.05 | 2885.65 | 4-6 months
Puget Sound Solar | 3 | Smart Level 2 | OpConnect Ruggedized HCS 40 Amp Dual with Cord Management Pedestal with 1 year Maintenance & 1 year Network | OpConnect Ruggedized HCS Dual Port 40 amp Cellular connection, Pedestal-mount with Cord Management, 5 years parts only warranty, 1 year Network services, 1 year Maintenance plan | HCS-40R-NC-DP-CMS-1M-1N | OpConnect/ClipperCreek | OpConnect/ClipperCreek | UL 1660 - C22.2 No. 227.2.1-189 | 7114.8 | 7806 | 175 | 8907 | 8814.79 | 1699.99 | 4-6 months
Puget Sound Solar | 3 | Smart Level 2 | OpConnect Ruggedized HCS 60 Amp Dual with Cord Management Pedestal with 1 year Maintenance & 1 year Network | OpConnect Ruggedized HCS Dual Port 60 amp Bluetooth/Wi-Fi/Ethernet connection, Pedestal-mount with Cord Management, 5 years parts only warranty, 1 year Network services, 1 year Maintenance plan | HCS-60R-NB-DP-CMS-1M-1N | OpConnect/ClipperCreek | OpConnect/ClipperCreek | UL 1660 - C22.2 No. 227.2.1-190 | 7257.8 | 7706 | 175 | 8763 | 8675.11 | 1417.31 | 4-6 months
Puget Sound Solar | 3 | Smart Level 2 | OpConnect Ruggedized HCS 60 Amp Dual with Cord Management Pedestal with 1 year Maintenance & 1 year Network | OpConnect Ruggedized HCS Dual Port 60 amp Cellular connection, Pedestal-mount with Cord Management, 5 years parts only warranty, 1 year Network services, 1 year Maintenance plan | HCS-60R-NC-DP-CMS-1M-1N | OpConnect/ClipperCreek | OpConnect/ClipperCreek | UL 1660 - C22.2 No. 227.2.1-191 | 8016.8 | 8826 | 175 | 9873 | 9751.81 | 1735.01 | 4-6 months
Puget Sound Solar | 3 | Smart Level 2 | OpConnect Ruggedized HCS 80 Amp Dual with Cord Management Pedestal with 1 year Maintenance & 1 year Network | OpConnect Ruggedized HCS Dual Port 80 amp Bluetooth/Wi-Fi/Ethernet connection, Pedestal-mount with Cord Management, 5 years parts only warranty, 1 year Network services, 1 year Maintenance plan | HCS-80R-NB-DP-CMS-1M-1N | OpConnect/ClipperCreek | OpConnect/ClipperCreek | UL 1660 - C22.2 No. 227.2.1-192 | 8137.8 | 8586 | 175 | 10249 | 10116.53 | 1978.73 | 4-6 months
Puget Sound Solar | 3 | Smart Level 2 | OpConnect Ruggedized HCS 80 Amp Dual with Cord Management Pedestal with 1 year Maintenance & 1 year Network | OpConnect Ruggedized HCS Dual Port 80 amp Cellular connection, Pedestal-mount with Cord Management, 5 years parts only warranty, 1 year Network services, 1 year Maintenance plan | HCS-80R-NC-DP-CMS-1M-1N | OpConnect/ClipperCreek | OpConnect/ClipperCreek | UL 1660 - C22.2 No. 227.2.1-193 | 9589.8 | 10236 | 175 | 11723 | 11546.31 | 1956.51 | 4-6 months
Puget Sound Solar | 3 | Smart Level 2 | OpConnect CS 100 Amp Dual with Cord Management Pedestal with 1 year Maintenance & 1 year Network | OpConnect CS Dual Port 100 amp Bluetooth/Wi-Fi/Ethernet connection, Pedestal-mount with Cord Management, 5 years parts only warranty, 1 year Network services, 1 year Maintenance plan | CS-100-NB-DP-CMS-1M-1N | OpConnect/ClipperCreek | OpConnect/ClipperCreek | UL 1660 - C22.2 No. 227.2.1-194 | 10535.8 | 11966 | 175 | 13211 | 12989.67 | 2453.87 | 4-6 months
Puget Sound Solar | 3 | Smart Level 2 | OpConnect CS 100 Amp Dual with Cord Management Pedestal with 1 year Maintenance & 1 year Network | OpConnect CS Dual Port 100 amp Cellular connection, Pedestal-mount with Cord Management, 5 years parts only warranty, 1 year Network services, 1 year Maintenance plan | CS-100-NC-DP-CMS-1M-1N | OpConnect/ClipperCreek | OpConnect/ClipperCreek | UL 1660 - C22.2 No. 227.2.1-195 | 12009.8 | 13366 | 175 | 14499 | 14239.03 | 2229.23 | 4-6 months
Puget Sound Solar | 3 | Smart Level 2 | OpConnect Ruggedized HCS 40 Amp Single with 5 years Maintenance | OpConnect Ruggedized HCS Single Port 40 amp Bluetooth/Wi-Fi/Ethernet connection, wall-mount, 5 years parts only warranty, no network services, 5 years Maintenance plan | HCS-40R-NB-5M-0N | OpConnect/ClipperCreek | OpConnect/ClipperCreek | UL 1660 - C22.2 No. 227.2.1-196 | 2942.5 | 3147 | 50 | 3353 | 3302.41 | 359.91 | 4-6 months
Puget Sound Solar | 3 | Smart Level 2 | OpConnect Ruggedized HCS 40 Amp Single with 5 years Maintenance | OpConnect Ruggedized HCS Single Port 40 amp Cellular connection, wall-mount, 5 years parts only warranty, no network services, 5 years Maintenance plan | HCS-40R-NC-5M-0N | OpConnect/ClipperCreek | OpConnect/ClipperCreek | UL 1660 - C22.2 No. 227.2.1-197 | 3412.2 | 3627 | 50 | 3814 | 3749.58 | 337.38 | 4-6 months
Puget Sound Solar | 3 | Smart Level 2 | OpConnect Ruggedized HCS 60 Amp Single with 5 years Maintenance | OpConnect Ruggedized HCS Single Port 60 amp Bluetooth/Wi-Fi/Ethernet connection, wall-mount, 5 years parts only warranty, no network services, 5 years Maintenance plan | HCS-60R-NB-5M-0N | OpConnect/ClipperCreek | OpConnect/ClipperCreek | UL 1660 - C22.2 No. 227.2.1-198 | 3412.2 | 3657 | 50 | 3802 | 3737.94 | 325.74 | 4-6 months
Puget Sound Solar | 3 | Smart Level 2 | OpConnect Ruggedized HCS 60 Amp Single with 5 years Maintenance | OpConnect Ruggedized HCS Single Port 60 amp Cellular connection, wall-mount, 5 years parts only warranty, no network services, 5 years Maintenance plan | HCS-60R-NC-5M-0N | OpConnect/ClipperCreek | OpConnect/ClipperCreek | UL 1660 - C22.2 No. 227.2.1-199 | 3863.2 | 4137 | 50 | 4287 | 4208.39 | 345.19 | 4-6 months
Puget Sound Solar | 3 | Smart Level 2 | OpConnect Ruggedized HCS 80 Amp Single with 5 years Maintenance | OpConnect Ruggedized HCS Single Port 80 amp Bluetooth/Wi-Fi/Ethernet connection, wall-mount, 5 years parts only warranty, no network services, 5 years Maintenance plan | HCS-80R-NB-5M-0N | OpConnect/ClipperCreek | OpConnect/ClipperCreek | UL 1660 - C22.2 No. 227.2.1-200 | 3978.7 | 4212 | 50 | 4560 | 4473.2 | 494.5 | 4-6 months
Puget Sound Solar | 3 | Smart Level 2 | OpConnect Ruggedized HCS 80 Amp Single with 5 years Maintenance | OpConnect Ruggedized HCS Single Port 80 amp Cellular connection, wall-mount, 5 years parts only warranty, no network services, 5 years Maintenance plan | HCS-80R-NC-5M-0N | OpConnect/ClipperCreek | OpConnect/ClipperCreek | UL 1660 - C22.2 No. 227.2.1-201 | 4638.7 | 4927 | 50 | 5297 | 5188.09 | 549.39 | 4-6 months
Puget Sound Solar | 3 | Smart Level 2 | OpConnect CS 100 Amp Single with 5 years Maintenance | OpConnect CS Single Port 100 amp Bluetooth/Wi-Fi/Ethernet connection, wall-mount, 5 years parts only warranty, no network services, 5 years Maintenance plan | CS-100-NB-5M-0N | OpConnect/ClipperCreek | OpConnect/ClipperCreek | UL 1660 - C22.2 No. 227.2.1-202 | 5177.7 | 5902 | 50 | 6041 | 5909.77 | 732.07 | 4-6 months
Puget Sound Solar | 3 | Smart Level 2 | OpConnect CS 100 Amp Single with 5 years Maintenance | OpConnect CS Single Port 100 amp Cellular connection, wall-mount, 5 years parts only warranty, no network services, 5 years Maintenance plan | CS-100-NC-5M-0N | OpConnect/ClipperCreek | OpConnect/ClipperCreek | UL 1660 - C22.2 No. 227.2.1-203 | 5848.7 | 6492 | 50 | 6685 | 6534.45 | 685.75 | 4-6 months
Puget Sound Solar | 3 | Smart Level 2 | OpConnect Ruggedized HCS 40 Amp Single Pedestal with 5 years Maintenance | OpConnect Ruggedized HCS Single Port 40 amp Bluetooth/Wi-Fi/Ethernet connection, Pedestal-mount, 5 years parts only warranty, no network services, 5 years Maintenance plan | HCS-40R-NB-P-5M-0N | OpConnect/ClipperCreek | OpConnect/ClipperCreek | UL 1660 - C22.2 No. 227.2.1-204 | 3675.1 | 3923 | 100 | 4359 | 4328.23 | 653.13 | 4-6 months
Puget Sound Solar | 3 | Basic Level 2 | OpConnect Ruggedized HCS 40 Amp Single Pedestal with 5 years Maintenance | OpConnect Ruggedized HCS Single Port 40 amp Cellular connection, Pedestal-mount, 5 years parts only warranty, no network services, 5 years Maintenance plan | HCS-40R-NC-P-5M-0N | OpConnect/ClipperCreek | OpConnect/ClipperCreek | UL 1660 - C22.2 No. 227.2.1-205 | 4144.8 | 4403 | 100 | 4820 | 4775.4 | 630.6 | 4-6 months
Puget Sound Solar | 3 | Basic Level 2 | OpConnect Ruggedized HCS 60 Amp Single Pedestal with 5 years Maintenance | OpConnect Ruggedized HCS Single Port 60 amp Bluetooth/Wi-Fi/Ethernet connection, pedestal-mount, 5 years parts only warranty, no network services, 5 years Maintenance plan | HCS-60R-NB-P-5M-0N | OpConnect/ClipperCreek | OpConnect/ClipperCreek | UL 1660 - C22.2 No. 227.2.1-206 | 4144.8 | 4433 | 100 | 4808 | 4763.76 | 618.96 | 4-6 months
Puget Sound Solar | 3 | Basic Level 2 | OpConnect Ruggedized HCS 60 Amp Single Pedestal with 5 years Maintenance | OpConnect Ruggedized HCS Single Port 60 amp Cellular connection, pedestal-mount, 5 years parts only warranty, no network services, 5 years Maintenance plan | HCS-60R-NC-P-5M-0N | OpConnect/ClipperCreek | OpConnect/ClipperCreek | UL 1660 - C22.2 No. 227.2.1-207 | 4595.8 | 4913 | 100 | 5303 | 5243.91 | 648.11 | 4-6 months
Puget Sound Solar | 3 | Basic Level 2 | OpConnect Ruggedized HCS 80 Amp Single Pedestal with 5 years Maintenance | OpConnect Ruggedized HCS Single Port 80 amp Bluetooth/Wi-Fi/Ethernet connection, pedestal-mount, 5 years parts only warranty, no network services, 5 years Maintenance plan | HCS-80R-NB-P-5M-0N | OpConnect/ClipperCreek | OpConnect/ClipperCreek | UL 1660 - C22.2 No. 227.2.1-208 | 4711.3 | 4988 | 100 | 5566 | 5499.02 | 787.72 | 4-6 months
Puget Sound Solar | 3 | Basic Level 2 | OpConnect Ruggedized HCS 80 Amp Single Pedestal with 5 years Maintenance | OpConnect Ruggedized HCS Single Port 80 amp Cellular connection, pedestal-mount, 5 years parts only warranty, no network services, 5 years Maintenance plan | HCS-80R-NC-P-5M-0N | OpConnect/ClipperCreek | OpConnect/ClipperCreek | UL 1660 - C22.2 No. 227.2.1-209 | 5371.3 | 5703 | 100 | 6303 | 6213.91 | 842.61 | 4-6 months
Puget Sound Solar | 3 | Basic Level 2 | OpConnect CS 100 Amp Single Pedestal with 5 years Maintenance | OpConnect CS Single Port 100 amp Bluetooth/Wi-Fi/Ethernet connection, Pedestal-mount, 5 years parts only warranty, no network services, 5 years Maintenance plan | CS-100-NB-P-5M-0N | OpConnect/ClipperCreek | OpConnect/ClipperCreek | UL 1660 - C22.2 No. 227.2.1-210 | 5910.3 | 6678 | 100 | 7047 | 6935.59 | 1025.29 | 4-6 months
Puget Sound Solar | 3 | Basic Level 2 | OpConnect CS 100 Amp Single Pedestal with 5 years Maintenance | OpConnect CS Single Port 100 amp Cellular connection, Pedestal-mount, 5 years parts only warranty, no network services, 5 years Maintenance plan | CS-100-NC-P-5M-0N | OpConnect/ClipperCreek | OpConnect/ClipperCreek | UL 1660 - C22.2 No. 227.2.1-211 | 6581.3 | 7268 | 100 | 7691 | 7560.27 | 978.97 | 4-6 months
Puget Sound Solar | 3 | Basic Level 2 | OpConnect Ruggedized HCS 40 Amp Dual with 5 years Maintenance | OpConnect Ruggedized HCS Dual Port 40 amp Bluetooth/Wi-Fi/Ethernet connection, wall-mount, 5 years parts only warranty, no network services, 5 years Maintenance plan | HCS-40R-NB-D-5M-0N | OpConnect/ClipperCreek | OpConnect/ClipperCreek | UL 1660 - C22.2 No. 227.2.1-212 | 6022.5 | 6454 | 100 | 6922 | 6814.34 | 791.84 | 4-6 months
Puget Sound Solar | 3 | Basic Level 2 | OpConnect Ruggedized HCS 40 Amp Dual with 5 years Maintenance | OpConnect Ruggedized HCS Dual Port 40 amp Cellular connection, wall-mount, 5 years parts only warranty, no network services, 5 years Maintenance plan | HCS-40R-NC-D-5M-0N | OpConnect/ClipperCreek | OpConnect/ClipperCreek | UL 1660 - C22.2 No. 227.2.1-213 | 6961.9 | 7414 | 100 | 7844 | 7708.68 | 746.78 | 4-6 months
Puget Sound Solar | 3 | Basic Level 2 | OpConnect Ruggedized HCS 60 Amp Dual with 5 years Maintenance | OpConnect Ruggedized HCS Dual Port 60 amp Bluetooth/Wi-Fi/Ethernet connection, wall-mount, 5 years parts only warranty, no network services, 5 years Maintenance plan | HCS-60R-NB-D-5M-0N | OpConnect/ClipperCreek | OpConnect/ClipperCreek | UL 1660 - C22.2 No. 227.2.1-214 | 6961.9 | 7474 | 100 | 7820 | 7685.4 | 723.5 | 4-6 months
Puget Sound Solar | 3 | Basic Level 2 | OpConnect Ruggedized HCS 60 Amp Dual with 5 years Maintenance | OpConnect Ruggedized HCS Dual Port 60 amp Cellular connection, wall-mount, 5 years parts only warranty, no network services, 5 years Maintenance plan | HCS-60R-NC-D-5M-0N | OpConnect/ClipperCreek | OpConnect/ClipperCreek | UL 1660 - C22.2 No. 227.2.1-215 | 7863.9 | 8434 | 100 | 8810 | 8645.7 | 781.8 | 4-6 months
Puget Sound Solar | 3 | Basic Level 2 | OpConnect Ruggedized HCS 80 Amp Dual with 5 years Maintenance | OpConnect Ruggedized HCS Dual Port 80 amp Bluetooth/Wi-Fi/Ethernet connection, wall-mount, 5 years parts only warranty, no network services, 5 years Maintenance plan | HCS-80R-NB-D-5M-0N | OpConnect/ClipperCreek | OpConnect/ClipperCreek | UL 1660 - C22.2 No. 227.2.1-216 | 8094.9 | 8584 | 100 | 9336 | 9155.92 | 1061.02 | 4-6 months
Puget Sound Solar | 3 | Basic Level 2 | OpConnect Ruggedized HCS 80 Amp Dual with 5 years Maintenance | OpConnect Ruggedized HCS Dual Port 80 amp Cellular connection, wall-mount, 5 years parts only warranty, no network services, 5 years Maintenance plan | HCS-80R-NC-D-5M-0N | OpConnect/ClipperCreek | OpConnect/ClipperCreek | UL 1660 - C22.2 No. 227.2.1-217 | 9414.9 | 10014 | 100 | 10810 | 10585.7 | 1170.8 | 4-6 months
Puget Sound Solar | 3 | Basic Level 2 | OpConnect CS 100 Amp Dual with 5 years Maintenance | OpConnect CS Dual Port 100 amp Bluetooth/Wi-Fi/Ethernet connection, wall-mount, 5 years parts only warranty, no network services, 5 years Maintenance plan | CS-100-NB-D-5M-0N | OpConnect/ClipperCreek | OpConnect/ClipperCreek | UL 1660 - C22.2 No. 227.2.1-218 | 10492.9 | 11964 | 100 | 12298 | 12029.06 | 1536.16 | 4-6 months
Puget Sound Solar | 3 | Basic Level 2 | OpConnect CS 100 Amp Dual with 5 years Maintenance | OpConnect CS Dual Port 100 amp Cellular connection, wall-mount, 5 years parts only warranty, no network services, 5 years Maintenance plan | CS-100-NC-D-5M-0N | OpConnect/ClipperCreek | OpConnect/ClipperCreek | UL 1660 - C22.2 No. 227.2.1-219 | 11834.9 | 13144 | 100 | 13586 | 13278.42 | 1443.52 | 4-6 months
Puget Sound Solar | 3 | Basic Level 2 | OpConnect Ruggedized HCS 40 Amp Dual Pedestal with 5 years Maintenance | OpConnect Ruggedized HCS Dual Port 40 amp Bluetooth/Wi-Fi/Ethernet connection, Pedestal-mount, 5 years parts only warranty, no network services, 5 years Maintenance plan | HCS-40R-NB-DP-5M-0N | OpConnect/ClipperCreek | OpConnect/ClipperCreek | UL 1660 - C22.2 No. 227.2.1-220 | 6766.1 | 7245 | 1050 | 7945 | 8756.65 | 1990.55 | 4-6 months
Puget Sound Solar | 3 | Basic Level 2 | OpConnect Ruggedized HCS 40 Amp Dual Pedestal with 5 years Maintenance | OpConnect Ruggedized HCS Dual Port 40 amp Cellular connection, Pedestal-mount, 5 years parts only warranty, no network services, 5 years Maintenance plan | HCS-40R-NC-DP-5M-0N | OpConnect/ClipperCreek | OpConnect/ClipperCreek | UL 1660 - C22.2 No. 227.2.1-221 | 7705.5 | 8205 | 150 | 8867 | 8750.99 | 1045.49 | 4-6 months
Puget Sound Solar | 3 | Basic Level 2 | OpConnect Ruggedized HCS 60 Amp Dual Pedestal with 5 years Maintenance | OpConnect Ruggedized HCS Dual Port 60 amp Bluetooth/Wi-Fi/Ethernet connection, Pedestal-mount, 5 years parts only warranty, no network services, 5 years Maintenance plan | HCS-60R-NB-DP-5M-0N | OpConnect/ClipperCreek | OpConnect/ClipperCreek | UL 1660 - C22.2 No. 227.2.1-222 | 7705.5 | 8265 | 150 | 8843 | 8727.71 | 1022.21 | 4-6 months
Puget Sound Solar | 3 | Basic Level 2 | OpConnect Ruggedized HCS 60 Amp Dual Pedestal with 5 years Maintenance | OpConnect Ruggedized HCS Dual Port 60 amp Cellular connection, Pedestal-mount, 5 years parts only warranty, no network services, 5 years Maintenance plan | HCS-60R-NC-DP-5M-0N | OpConnect/ClipperCreek | OpConnect/ClipperCreek | UL 1660 - C22.2 No. 227.2.1-223 | 8607.5 | 9225 | 150 | 9833 | 9688.01 | 1080.51 | 4-6 months
Puget Sound Solar | 3 | Basic Level 2 | OpConnect Ruggedized HCS 80 Amp Dual Pedestal with 5 years Maintenance | OpConnect Ruggedized HCS Dual Port 80 amp Bluetooth/Wi-Fi/Ethernet connection, Pedestal-mount, 5 years parts only warranty, no network services, 5 years Maintenance plan | HCS-80R-NB-DP-5M-0N | OpConnect/ClipperCreek | OpConnect/ClipperCreek | UL 1660 - C22.2 No. 227.2.1-224 | 8838.5 | 9375 | 150 | 10359 | 10198.23 | 1359.73 | 4-6 months
Puget Sound Solar | 3 | Basic Level 2 | OpConnect Ruggedized HCS 80 Amp Dual Pedestal with 5 years Maintenance | OpConnect Ruggedized HCS Dual Port 80 amp Cellular connection, Pedestal-mount, 5 years parts only warranty, no network services, 5 years Maintenance plan | HCS-80R-NC-DP-5M-0N | OpConnect/ClipperCreek | OpConnect/ClipperCreek | UL 1660 - C22.2 No. 227.2.1-225 | 10158.5 | 10805 | 150 | 11833 | 11628.01 | 1469.51 | 4-6 months
Puget Sound Solar | 3 | Basic Level 2 | OpConnect CS 100 Amp Dual Pedestal with 5 years Maintenance | OpConnect CS Dual Port 100 amp Bluetooth/Wi-Fi/Ethernet connection, Pedestal-mount, 5 years parts only warranty, no network services, 5 years Maintenance plan | CS-100-NB-DP-5M-0N | OpConnect/ClipperCreek | OpConnect/ClipperCreek | UL 1660 - C22.2 No. 227.2.1-226 | 11236.5 | 12755 | 150 | 13321 | 13071.37 | 1834.87 | 4-6 months
Puget Sound Solar | 3 | Basic Level 2 | OpConnect CS 100 Amp Dual Pedestal with 5 years Maintenance | OpConnect CS Dual Port 100 amp Cellular connection, Pedestal-mount, 5 years parts only warranty, no network services, 5 years Maintenance plan | CS-100-NC-DP-5M-0N | OpConnect/ClipperCreek | OpConnect/ClipperCreek | UL 1660 - C22.2 No. 227.2.1-227 | 12578.5 | 13935 | 150 | 14609 | 14320.73 | 1742.23 | 4-6 months
Puget Sound Solar | 3 | Basic Level 2 | OpConnect Ruggedized HCS 40 Amp Single with Cord Management with 5 years Maintenance | OpConnect Ruggedized HCS Single Port 40 amp Bluetooth/Wi-Fi/Ethernet connection, wall-mount with Cord Management, 5 years parts only warranty, no network services, 5 years Maintenance plan | HCS-40R-NB-CMS-5M-0N | OpConnect/ClipperCreek | OpConnect/ClipperCreek | UL 1660 - C22.2 No. 227.2.1-228 | 3353.9 | 3551 | 100 | 3919 | 3901.43 | 547.53 | 4-6 months
Puget Sound Solar | 3 | Basic Level 2 | OpConnect Ruggedized HCS 40 Amp Single with Cord Management with 5 years Maintenance | OpConnect Ruggedized HCS Single Port 40 amp Cellular connection, wall-mount with Cord Management, 5 years parts only warranty, no network services, 5 years Maintenance plan | HCS-40R-NC-CMS-5M-0N | OpConnect/ClipperCreek | OpConnect/ClipperCreek | UL 1660 - C22.2 No. 227.2.1-229 | 3823.6 | 4031 | 100 | 4380 | 4348.6 | 525 | 4-6 months
Puget Sound Solar | 3 | Basic Level 2 | OpConnect Ruggedized HCS 60 Amp Single with Cord Management with 5 years Maintenance | OpConnect Ruggedized HCS Single Port 60 amp Bluetooth/Wi-Fi/Ethernet connection, wall-mount with Cord Management, 5 years parts only warranty, no network services, 5 years Maintenance plan | HCS-60R-NB-CMS-5M-0N | OpConnect/ClipperCreek | OpConnect/ClipperCreek | UL 1660 - C22.2 No. 227.2.1-230 | 3823.6 | 4061 | 100 | 4386 | 4354.42 | 530.82 | 4-6 months
Puget Sound Solar | 3 | Basic Level 2 | OpConnect Ruggedized HCS 60 Amp Single with Cord Management with 5 years Maintenance | OpConnect Ruggedized HCS Single Port 60 amp Cellular connection, wall-mount with Cord Management, 5 years parts only warranty, no network services, 5 years Maintenance plan | HCS-60R-NC-CMS-5M-0N | OpConnect/ClipperCreek | OpConnect/ClipperCreek | UL 1660 - C22.2 No. 227.2.1-231 | 4274.6 | 4541 | 100 | 4863 | 4817.11 | 542.51 | 4-6 months
Puget Sound Solar | 3 | Basic Level 2 | OpConnect Ruggedized HCS 80 Amp Single with Cord Management with 5 years Maintenance | OpConnect Ruggedized HCS Single Port 80 amp Bluetooth/Wi-Fi/Ethernet connection, wall-mount with Cord Management, 5 years parts only warranty, no network services, 5 years Maintenance plan | HCS-80R-NB-CMS-5M-0N | OpConnect/ClipperCreek | OpConnect/ClipperCreek | UL 1660 - C22.2 No. 227.2.1-232 | 4390.1 | 4616 | 100 | 5126 | 5072.22 | 682.12 | 4-6 months
Puget Sound Solar | 3 | Basic Level 2 | OpConnect Ruggedized HCS 80 Amp Single with Cord Management with 5 years Maintenance | OpConnect Ruggedized HCS Single Port 80 amp Cellular connection, wall-mount with Cord Management, 5 years parts only warranty, no network services, 5 years Maintenance plan | HCS-80R-NC-CMS-5M-0N | OpConnect/ClipperCreek | OpConnect/ClipperCreek | UL 1660 - C22.2 No. 227.2.1-233 | 5050.1 | 5331 | 100 | 5863 | 5787.11 | 737.01 | 4-6 months
Puget Sound Solar | 3 | Basic Level 2 | OpConnect CS 100 Amp Single with Cord Management with 5 years Maintenance | OpConnect CS Single Port 100 amp Bluetooth/Wi-Fi/Ethernet connection, wall-mount with Cord Management, 5 years parts only warranty, no network services, 5 years Maintenance plan | CS-100-NB-CMS-5M-0N | OpConnect/ClipperCreek | OpConnect/ClipperCreek | UL 1660 - C22.2 No. 227.2.1-234 | 5589.1 | 6306 | 100 | 6607 | 6508.79 | 919.69 | 4-6 months
Puget Sound Solar | 3 | Basic Level 2 | OpConnect CS 100 Amp Single with Cord Management with 5 years Maintenance | OpConnect CS Single Port 100 amp Cellular connection, wall-mount with Cord Management, 5 years parts only warranty, no network services, 5 years Maintenance plan | CS-100-NC-CMS-5M-0N | OpConnect/ClipperCreek | OpConnect/ClipperCreek | UL 1660 - C22.2 No. 227.2.1-235 | 6260.1 | 6896 | 100 | 7251 | 7133.47 | 873.37 | 4-6 months
Puget Sound Solar | 3 | Basic Level 2 | OpConnect Ruggedized HCS 40 Amp Single with Cord Management Pedestal with 5 years Maintenance | OpConnect Ruggedized HCS Single Port 40 amp Bluetooth/Wi-Fi/Ethernet connection, Pedestal-mount with Cord Management, 5 years parts only warranty, no network services, 5 years Maintenance plan | HCS-40R-NB-P-CMS-5M-0N | OpConnect/ClipperCreek | OpConnect/ClipperCreek | UL 1660 - C22.2 No. 227.2.1-236 | 4448.4 | 4701 | 150 | 5512 | 5496.64 | 1048.24 | 4-6 months
Puget Sound Solar | 3 | Basic Level 2 | OpConnect Ruggedized HCS 40 Amp Single with Cord Management Pedestal with 5 years Maintenance | OpConnect Ruggedized HCS Single Port 40 amp Cellular connection, Pedestal-mount with Cord Management, 5 years parts only warranty, no network services, 5 years Maintenance plan | HCS-40R-NC-P-CMS-5M-0N | OpConnect/ClipperCreek | OpConnect/ClipperCreek | UL 1660 - C22.2 No. 227.2.1-237 | 4918.1 | 5181 | 150 | 5973 | 5943.81 | 1025.71 | 4-6 months
Puget Sound Solar | 3 | Basic Level 2 | OpConnect Ruggedized HCS 60 Amp Single with Cord Management Pedestal with 5 years Maintenance | OpConnect Ruggedized HCS Single Port 60 amp Bluetooth/Wi-Fi/Ethernet connection, pedestal-mount with Cord Management, 5 years parts only warranty, no network services, 5 years Maintenance plan | HCS-60R-NB-P-CMS-5M-0N | OpConnect/ClipperCreek | OpConnect/ClipperCreek | UL 1660 - C22.2 No. 227.2.1-238 | 4918.1 | 5211 | 150 | 5961 | 5932.17 | 1014.07 | 4-6 months
Puget Sound Solar | 3 | Basic Level 2 | OpConnect Ruggedized HCS 60 Amp Single with Cord Management Pedestal with 5 years Maintenance | OpConnect Ruggedized HCS Single Port 60 amp Cellular connection, pedestal-mount with Cord Management, 5 years parts only warranty, no network services, 5 years Maintenance plan | HCS-60R-NC-P-CMS-5M-0N | OpConnect/ClipperCreek | OpConnect/ClipperCreek | UL 1660 - C22.2 No. 227.2.1-239 | 5369.1 | 5691 | 150 | 6456 | 6412.32 | 1043.22 | 4-6 months
Puget Sound Solar | 3 | Basic Level 2 | OpConnect Ruggedized HCS 80 Amp Single with Cord Management Pedestal with 5 years Maintenance | OpConnect Ruggedized HCS Single Port 80 amp Bluetooth/Wi-Fi/Ethernet connection, pedestal-mount with Cord Management, 5 years parts only warranty, no network services, 5 years Maintenance plan | HCS-80R-NB-P-CMS-5M-0N | OpConnect/ClipperCreek | OpConnect/ClipperCreek | UL 1660 - C22.2 No. 227.2.1-240 | 5484.6 | 5766 | 150 | 6719 | 6667.43 | 1182.83 | 4-6 months
Puget Sound Solar | 3 | Basic Level 2 | OpConnect Ruggedized HCS 80 Amp Single with Cord Management Pedestal with 5 years Maintenance | OpConnect Ruggedized HCS Single Port 80 amp Cellular connection, pedestal-mount with Cord Management, 5 years parts only warranty, no network services, 5 years Maintenance plan | HCS-80R-NC-P-CMS-5M-0N | OpConnect/ClipperCreek | OpConnect/ClipperCreek | UL 1660 - C22.2 No. 227.2.1-241 | 6144.6 | 6481 | 150 | 7456 | 7382.32 | 1237.72 | 4-6 months
Puget Sound Solar | 3 | Basic Level 2 | OpConnect CS 100 Amp Single with Cord Management Pedestal with 5 years Maintenance | OpConnect CS Single Port 100 amp Bluetooth/Wi-Fi/Ethernet connection, Pedestal-mount with Cord Management, 5 years parts only warranty, no network services, 5 years Maintenance plan | CS-100-NB-P-CMS-5M-0N | OpConnect/ClipperCreek | OpConnect/ClipperCreek | UL 1660 - C22.2 No. 227.2.1-242 | 6683.6 | 7456 | 150 | 8200 | 8104 | 1420.4 | 4-6 months
Puget Sound Solar | 3 | Basic Level 2 | OpConnect CS 100 Amp Single with Cord Management Pedestal with 5 years Maintenance | OpConnect CS Single Port 100 amp Cellular connection, Pedestal-mount with Cord Management, 5 years parts only warranty, no network services, 5 years Maintenance plan | CS-100-NC-P-CMS-5M-0N | OpConnect/ClipperCreek | OpConnect/ClipperCreek | UL 1660 - C22.2 No. 227.2.1-243 | 7354.6 | 8046 | 150 | 8844 | 8728.68 | 1374.08 | 4-6 months
Puget Sound Solar | 3 | Basic Level 2 | OpConnect Ruggedized HCS 40 Amp Dual with Cord Management with 5 years Maintenance | OpConnect Ruggedized HCS Dual Port 40 amp Bluetooth/Wi-Fi/Ethernet connection, Pedestal-mount with Cord Management, 5 years parts only warranty, no network services, 5 years Maintenance plan | HCS-40R-NB-D-CMS-5M-0N | OpConnect/ClipperCreek | OpConnect/ClipperCreek | UL 1660 - C22.2 No. 227.2.1-244 | 6845.3 | 7262 | 150 | 8053 | 7961.41 | 1116.11 | 4-6 months
Puget Sound Solar | 3 | Basic Level 2 | OpConnect Ruggedized HCS 40 Amp Dual with Cord Management with 5 years Maintenance | OpConnect Ruggedized HCS Dual Port 40 amp Cellular connection, Pedesstal-mount with Cord Management, 5 years parts only warranty, no network services, 5 years Maintenance plan | HCS-40R-NC-D-CMS-5M-0N | OpConnect/ClipperCreek | OpConnect/ClipperCreek | UL 1660 - C22.2 No. 227.2.1-245 | 7784.7 | 8222 | 150 | 8975 | 8855.75 | 1071.05 | 4-6 months
Puget Sound Solar | 3 | Basic Level 2 | OpConnect Ruggedized HCS 60 Amp Dual with Cord Management with 5 years Maintenance | OpConnect Ruggedized HCS Dual Port 60 amp Bluetooth/Wi-Fi/Ethernet connection, wall-mount, 5 years parts only warranty, no network services, 5 years Maintenance plan | HCS-60R-NB-D-CMS-5M-0N | OpConnect/ClipperCreek | OpConnect/ClipperCreek | UL 1660 - C22.2 No. 227.2.1-246 | 7784.7 | 8282 | 150 | 8951 | 8832.47 | 1047.77 | 4-6 months
Puget Sound Solar | 3 | Basic Level 2 | OpConnect Ruggedized HCS 60 Amp Dual with Cord Management with 5 years Maintenance | OpConnect Ruggedized HCS Dual Port 60 amp Cellular connection, wall-mount, 5 years parts only warranty, no network services, 5 years Maintenance plan | HCS-60R-NC-D-CMS-5M-0N | OpConnect/ClipperCreek | OpConnect/ClipperCreek | UL 1660 - C22.2 No. 227.2.1-247 | 8686.7 | 9242 | 150 | 9941 | 9792.77 | 1106.07 | 4-6 months
Puget Sound Solar | 3 | Basic Level 2 | OpConnect Ruggedized HCS 80 Amp Dual with Cord Management with 5 years Maintenance | OpConnect Ruggedized HCS Dual Port 80 amp Bluetooth/Wi-Fi/Ethernet connection, wall-mount, 5 years parts only warranty, no network services, 5 years Maintenance plan | HCS-80R-NB-D-CMS-5M-0N | OpConnect/ClipperCreek | OpConnect/ClipperCreek | UL 1660 - C22.2 No. 227.2.1-248 | 8917.7 | 9392 | 150 | 10467 | 10302.99 | 1385.29 | 4-6 months
Puget Sound Solar | 3 | Basic Level 2 | OpConnect Ruggedized HCS 80 Amp Dual with Cord Management with 5 years Maintenance | OpConnect Ruggedized HCS Dual Port 80 amp Cellular connection, wall-mount, 5 years parts only warranty, no network services, 5 years Maintenance plan | HCS-80R-NC-D-CMS-5M-0N | OpConnect/ClipperCreek | OpConnect/ClipperCreek | UL 1660 - C22.2 No. 227.2.1-249 | 10237.7 | 10822 | 150 | 11941 | 11732.77 | 1495.07 | 4-6 months
Puget Sound Solar | 3 | Basic Level 2 | OpConnect CS 100 Amp Dual with Cord Management with 5 years Maintenance | OpConnect CS Dual Port 100 amp Bluetooth/Wi-Fi/Ethernet connection, wall-mount with Cord Management, 5 years parts only warranty, no network services, 5 years Maintenance plan | CS-100-NB-D-CMS-5M-0N | OpConnect/ClipperCreek | OpConnect/ClipperCreek | UL 1660 - C22.2 No. 227.2.1-250 | 11315.7 | 12772 | 150 | 13429 | 13176.13 | 1860.43 | 4-6 months
Puget Sound Solar | 3 | Basic Level 2 | OpConnect CS 100 Amp Dual with Cord Management with 5 years Maintenance | OpConnect CS Dual Port 100 amp Cellular connection, wall-mount with Cord Management, 5 years parts only warranty, no network services, 5 years Maintenance plan | CS-100-NC-D-CMS-5M-0N | OpConnect/ClipperCreek | OpConnect/ClipperCreek | UL 1660 - C22.2 No. 227.2.1-251 | 12657.7 | 13952 | 150 | 14717 | 14425.49 | 1767.79 | 4-6 months
Puget Sound Solar | 3 | Basic Level 2 | OpConnect Ruggedized HCS 40 Amp Dual with Cord Management Pedestal with 5 years Maintenance | OpConnect Ruggedized HCS Dual Port 40 amp Bluetooth/Wi-Fi/Ethernet connection, Pedestal-mount with Cord Management, 5 years parts only warranty, no network services, 5 years Maintenance plan | HCS-40R-NB-DP-CMS-5M-0N | OpConnect/ClipperCreek | OpConnect/ClipperCreek | UL 1660 - C22.2 No. 227.2.1-252 | 7880.4 | 8366 | 175 | 9605 | 9491.85 | 1611.45 | 4-6 months
Puget Sound Solar | 3 | Basic Level 2 | OpConnect Ruggedized HCS 40 Amp Dual with Cord Management Pedestal with 5 years Maintenance | OpConnect Ruggedized HCS Dual Port 40 amp Cellular connection, Pedestal-mount with Cord Management, 5 years parts only warranty, no network services, 5 years Maintenance plan | HCS-40R-NC-DP-CMS-5M-0N | OpConnect/ClipperCreek | OpConnect/ClipperCreek | UL 1660 - C22.2 No. 227.2.1-253 | 8819.8 | 9326 | 175 | 10527 | 10386.19 | 1566.39 | 4-6 months
Puget Sound Solar | 3 | Basic Level 2 | OpConnect Ruggedized HCS 60 Amp Dual with Cord Management Pedestal with 5 years Maintenance | OpConnect Ruggedized HCS Dual Port 60 amp Bluetooth/Wi-Fi/Ethernet connection, Pedestal-mount with Cord Management, 5 years parts only warranty, no network services, 5 years Maintenance plan | HCS-60R-NB-DP-CMS-5M-0N | OpConnect/ClipperCreek | OpConnect/ClipperCreek | UL 1660 - C22.2 No. 227.2.1-254 | 8819.8 | 9386 | 175 | 10503 | 10362.91 | 1543.11 | 4-6 months
Puget Sound Solar | 3 | Basic Level 2 | OpConnect Ruggedized HCS 60 Amp Dual with Cord Management Pedestal with 5 years Maintenance | OpConnect Ruggedized HCS Dual Port 60 amp Cellular connection, Pedestal-mount with Cord Management, 5 years parts only warranty, no network services, 5 years Maintenance plan | HCS-60R-NC-DP-CMS-5M-0N | OpConnect/ClipperCreek | OpConnect/ClipperCreek | UL 1660 - C22.2 No. 227.2.1-255 | 9721.8 | 10346 | 175 | 11493 | 11323.21 | 1601.41 | 4-6 months
Puget Sound Solar | 3 | Basic Level 2 | OpConnect Ruggedized HCS 80 Amp Dual with Cord Management Pedestal with 5 years Maintenance | OpConnect Ruggedized HCS Dual Port 80 amp Bluetooth/Wi-Fi/Ethernet connection, Pedestal-mount with Cord Management, 5 years parts only warranty, no network services, 5 years Maintenance plan | HCS-80R-NB-DP-CMS-5M-0N | OpConnect/ClipperCreek | OpConnect/ClipperCreek | UL 1660 - C22.2 No. 227.2.1-256 | 9952.8 | 10496 | 175 | 11493 | 11323.21 | 1370.41 | 4-6 months
Puget Sound Solar | 3 | Basic Level 2 | OpConnect Ruggedized HCS 80 Amp Dual with Cord Management Pedestal with 5 years Maintenance | OpConnect Ruggedized HCS Dual Port 80 amp Cellular connection, Pedestal-mount with Cord Management, 5 years parts only warranty, no network services, 5 years Maintenance plan | HCS-80R-NC-DP-CMS-5M-0N | OpConnect/ClipperCreek | OpConnect/ClipperCreek | UL 1660 - C22.2 No. 227.2.1-257 | 11272.8 | 11926 | 175 | 12109 | 11920.73 | 647.93 | 4-6 months
Puget Sound Solar | 3 | Basic Level 2 | OpConnect CS 100 Amp Dual with Cord Management Pedestal with 5 years Maintenance | OpConnect CS Dual Port 100 amp Bluetooth/Wi-Fi/Ethernet connection, Pedestal-mount with Cord Management, 5 years parts only warranty, no network services, 5 years Maintenance plan | CS-100-NB-DP-CMS-5M-0N | OpConnect/ClipperCreek | OpConnect/ClipperCreek | UL 1660 - C22.2 No. 227.2.1-258 | 12350.8 | 13876 | 175 | 14981 | 14706.57 | 2355.77 | 4-6 months
Puget Sound Solar | 3 | Basic Level 2 | OpConnect CS 100 Amp Dual with Cord Management Pedestal with 5 years Maintenance | OpConnect CS Dual Port 100 amp Cellular connection, Pedestal-mount with Cord Management, 5 years parts only warranty, no network services, 5 years Maintenance plan | CS-100-NC-DP-CMS-5M-0N | OpConnect/ClipperCreek | OpConnect/ClipperCreek | UL 1660 - C22.2 No. 227.2.1-259 | 13692.8 | 15056 | 175 | 16249 | 15936.53 | 2243.73 | 4-6 months
Puget Sound Solar | 3 | Basic Level 2 | OpConnect Ruggedized HCS 40 Amp Single with 5 years Maintenance & 5 years Network | OpConnect Ruggedized HCS Single Port 40 amp Bluetooth/Wi-Fi/Ethernet connection, wall-mount, 5 years parts only warranty, 5 years Network services, 5 years Maintenance plan | HCS-40R-NB-5M-5N | OpConnect/ClipperCreek | OpConnect/ClipperCreek | UL 1660 - C22.2 No. 227.2.1-260 | 3767.5 | 4047 | 50 | 4304 | 4224.88 | 457.38 | 4-6 months
Puget Sound Solar | 3 | Basic Level 2 | OpConnect Ruggedized HCS 40 Amp Single with 5 years Maintenance & 5 years Network | OpConnect Ruggedized HCS Single Port 40 amp Cellular connection, wall-mount, 5 years parts only warranty, 5 years Network services, 5 years Maintenance plan | HCS-40R-NC-5M-5N | OpConnect/ClipperCreek | OpConnect/ClipperCreek | UL 1660 - C22.2 No. 227.2.1-261 | 4567.2 | 4927 | 50 | 5064 | 4962.08 | 394.88 | 4-6 months
Puget Sound Solar | 3 | Basic Level 2 | OpConnect Ruggedized HCS 60 Amp Single with 5 years Maintenance & 5 years Network | OpConnect Ruggedized HCS Single Port 60 amp Bluetooth/Wi-Fi/Ethernet connection, wall-mount, 5 years parts only warranty, 5 years Network services, 5 years Maintenance plan | HCS-60R-NB-5M-5N | OpConnect/ClipperCreek | OpConnect/ClipperCreek | UL 1660 - C22.2 No. 227.2.1-262 | 4237.2 | 4557 | 50 | 4752 | 4659.44 | 422.24 | 4-6 months
Puget Sound Solar | 3 | Basic Level 2 | OpConnect Ruggedized HCS 60 Amp Single with 5 years Maintenance & 5 years Network | OpConnect Ruggedized HCS Single Port 60 amp Cellular connection, wall-mount, 5 years parts only warranty, 5 years Network services, 5 years Maintenance plan | HCS-60R-NC-5M-5N | OpConnect/ClipperCreek | OpConnect/ClipperCreek | UL 1660 - C22.2 No. 227.2.1-263 | 5018.2 | 5437 | 50 | 5547 | 5430.59 | 412.39 | 4-6 months
Puget Sound Solar | 3 | Basic Level 2 | OpConnect Ruggedized HCS 80 Amp Single with 5 years Maintenance & 5 years Network | OpConnect Ruggedized HCS Single Port 80 amp Bluetooth/Wi-Fi/Ethernet connection, wall-mount, 5 years parts only warranty, 5 years Network services, 5 years Maintenance plan | HCS-80R-NB-5M-5N | OpConnect/ClipperCreek | OpConnect/ClipperCreek | UL 1660 - C22.2 No. 227.2.1-264 | 4941.2 | 5237 | 50 | 6135 | 6000.95 | 1059.75 | 4-6 months
Puget Sound Solar | 3 | Basic Level 2 | OpConnect Ruggedized HCS 80 Amp Single with 5 years Maintenance & 5 years Network | OpConnect Ruggedized HCS Single Port 80 amp Cellular connection, wall-mount, 5 years parts only warranty, 5 years Network services, 5 years Maintenance plan | HCS-80R-NC-5M-5N | OpConnect/ClipperCreek | OpConnect/ClipperCreek | UL 1660 - C22.2 No. 227.2.1-265 | 5931.2 | 6502 | 50 | 6872 | 6715.84 | 784.64 | 4-6 months
Puget Sound Solar | 3 | Basic Level 2 | OpConnect CS 100 Amp Single with 5 years Maintenance & 5 years Network | OpConnect CS Single Port 100 amp Bluetooth/Wi-Fi/Ethernet connection, wall-mount, 5 years parts only warranty, 5 years Network services, 5 years Maintenance plan | CS-100-NB-5M-5N | OpConnect/ClipperCreek | OpConnect/ClipperCreek | UL 1660 - C22.2 No. 227.2.1-266 | 6140.2 | 6927 | 50 | 7616 | 7437.52 | 1297.32 | 4-6 months
Puget Sound Solar | 3 | Basic Level 2 | OpConnect CS 100 Amp Single with 5 years Maintenance & 5 years Network | OpConnect CS Single Port 100 amp Cellular connection, wall-mount, 5 years parts only warranty, 5 years Network services, 5 years Maintenance plan | CS-100-NC-5M-5N | OpConnect/ClipperCreek | OpConnect/ClipperCreek | UL 1660 - C22.2 No. 227.2.1-267 | 7141.2 | 8067 | 50 | 8260 | 8062.2 | 921 | 4-6 months
Puget Sound Solar | 3 | Basic Level 2 | OpConnect Ruggedized HCS 40 Amp Single Pedestal with 5 years Maintenance & 5 years Network | OpConnect Ruggedized HCS Single Port 40 amp Bluetooth/Wi-Fi/Ethernet connection, Pedestal-mount, 5 years parts only warranty, 5 years Network services, 5 years Maintenance plan | HCS-40R-NB-P-5M-5N | OpConnect/ClipperCreek | OpConnect/ClipperCreek | UL 1660 - C22.2 No. 227.2.1-268 | 4500.1 | 4823 | 50 | 5309 | 5199.73 | 699.63 | 4-6 months
Puget Sound Solar | 3 | Basic Level 2 | OpConnect Ruggedized HCS 40 Amp Single Pedestal with 5 years Maintenance & 5 years Network | OpConnect Ruggedized HCS Single Port 40 amp Cellular connection, Pedestal-mount, 5 years parts only warranty, 5 years Network services, 5 years Maintenance plan | HCS-40R-NC-P-5M-5N | OpConnect/ClipperCreek | OpConnect/ClipperCreek | UL 1660 - C22.2 No. 227.2.1-269 | 5299.8 | 5703 | 50 | 6070 | 5937.9 | 638.1 | 4-6 months
Puget Sound Solar | 3 | Basic Level 2 | OpConnect Ruggedized HCS 60 Amp Single Pedestal with 5 years Maintenance & 5 years Network | OpConnect Ruggedized HCS Single Port 60 amp Bluetooth/Wi-Fi/Ethernet connection, pedestal-mount, 5 years parts only warranty, 5 years Network services, 5 years Maintenance plan | HCS-60R-NB-P-5M-5N | OpConnect/ClipperCreek | OpConnect/ClipperCreek | UL 1660 - C22.2 No. 227.2.1-270 | 4969.8 | 5333 | 50 | 5758 | 5635.26 | 665.46 | 4-6 months
Puget Sound Solar | 3 | Basic Level 2 | OpConnect Ruggedized HCS 60 Amp Single Pedestal with 5 years Maintenance & 5 years Network | OpConnect Ruggedized HCS Single Port 60 amp Cellular connection, pedestal-mount, 5 years parts only warranty, 5 years Network services, 5 years Maintenance plan | HCS-60R-NC-P-5M-5N | OpConnect/ClipperCreek | OpConnect/ClipperCreek | UL 1660 - C22.2 No. 227.2.1-271 | 5750.8 | 6213 | 50 | 6553 | 6406.41 | 655.61 | 4-6 months
Puget Sound Solar | 3 | Basic Level 2 | OpConnect Ruggedized HCS 80 Amp Single Pedestal with 5 years Maintenance & 5 years Network | OpConnect Ruggedized HCS Single Port 80 amp Bluetooth/Wi-Fi/Ethernet connection, pedestal-mount, 5 years parts only warranty, 5 years Network services, 5 years Maintenance plan | HCS-80R-NB-P-5M-5N | OpConnect/ClipperCreek | OpConnect/ClipperCreek | UL 1660 - C22.2 No. 227.2.1-272 | 5673.8 | 6013 | 50 | 7141 | 6976.77 | 1302.97 | 4-6 months
Puget Sound Solar | 3 | Basic Level 2 | OpConnect Ruggedized HCS 80 Amp Single Pedestal with 5 years Maintenance & 5 years Network | OpConnect Ruggedized HCS Single Port 80 amp Cellular connection, pedestal-mount, 5 years parts only warranty, 5 years Network services, 5 years Maintenance plan | HCS-80R-NC-P-5M-5N | OpConnect/ClipperCreek | OpConnect/ClipperCreek | UL 1660 - C22.2 No. 227.2.1-273 | 6663.8 | 7278 | 50 | 7878 | 7691.66 | 1027.86 | 4-6 months
Puget Sound Solar | 3 | Basic Level 2 | OpConnect CS 100 Amp Single Pedestal with 5 years Maintenance & 5 years Network | OpConnect CS Single Port 100 amp Bluetooth/Wi-Fi/Ethernet connection, Pedestal-mount, 5 years parts only warranty, 5 years Network services, 5 years Maintenance plan | CS-100-NB-P-5M-5N | OpConnect/ClipperCreek | OpConnect/ClipperCreek | UL 1660 - C22.2 No. 227.2.1-274 | 6872.8 | 7703 | 50 | 8622 | 8413.34 | 1540.54 | 4-6 months
Puget Sound Solar | 3 | Smart Level 2 | OpConnect CS 100 Amp Single Pedestal with 5 years Maintenance & 5 years Network | OpConnect CS Single Port 100 amp Cellular connection, Pedestal-mount, 5 years parts only warranty, 5 years Network services, 5 years Maintenance plan | CS-100-NC-P-5M-5N | OpConnect/ClipperCreek | OpConnect/ClipperCreek | UL 1660 - C22.2 No. 227.2.1-275 | 7873.8 | 8843 | 50 | 9266 | 9038.02 | 1164.22 | 4-6 months
Puget Sound Solar | 3 | Smart Level 2 | OpConnect Ruggedized HCS 40 Amp Dual with 5 years Maintenance & 5 years Network | OpConnect Ruggedized HCS Dual Port 40 amp Bluetooth/Wi-Fi/Ethernet connection, wall-mount, 5 years parts only warranty, 5 years Network services, 5 years Maintenance plan | HCS-40R-NB-D-5M-5N | OpConnect/ClipperCreek | OpConnect/ClipperCreek | UL 1660 - C22.2 No. 227.2.1-276 | 7617.5 | 8204 | 100 | 8772 | 8608.84 | 991.34 | 4-6 months
Puget Sound Solar | 3 | Smart Level 2 | OpConnect Ruggedized HCS 40 Amp Dual with 5 years Maintenance & 5 years Network | OpConnect Ruggedized HCS Dual Port 40 amp Cellular connection, wall-mount, 5 years parts only warranty, 5 years Network services, 5 years Maintenance plan | HCS-40R-NC-D-5M-5N | OpConnect/ClipperCreek | OpConnect/ClipperCreek | UL 1660 - C22.2 No. 227.2.1-277 | 9216.9 | 9964 | 100 | 10294 | 10085.18 | 868.28 | 4-6 months
Puget Sound Solar | 3 | Smart Level 2 | OpConnect Ruggedized HCS 60 Amp Dual with 5 years Maintenance & 5 years Network | OpConnect Ruggedized HCS Dual Port 60 amp Bluetooth/Wi-Fi/Ethernet connection, wall-mount, 5 years parts only warranty, 5 years Network services, 5 years Maintenance plan | HCS-60R-NB-D-5M-5N | OpConnect/ClipperCreek | OpConnect/ClipperCreek | UL 1660 - C22.2 No. 227.2.1-278 | 8556.9 | 9224 | 100 | 9670 | 9479.9 | 923 | 4-6 months
Puget Sound Solar | 3 | Smart Level 2 | OpConnect Ruggedized HCS 60 Amp Dual with 5 years Maintenance & 5 years Network | OpConnect Ruggedized HCS Dual Port 60 amp Cellular connection, wall-mount, 5 years parts only warranty, 5 years Network services, 5 years Maintenance plan | HCS-60R-NC-D-5M-5N | OpConnect/ClipperCreek | OpConnect/ClipperCreek | UL 1660 - C22.2 No. 227.2.1-279 | 10118.9 | 10984 | 100 | 11260 | 11022.2 | 903.3 | 4-6 months
Puget Sound Solar | 3 | Smart Level 2 | OpConnect Ruggedized HCS 80 Amp Dual with 5 years Maintenance & 5 years Network | OpConnect Ruggedized HCS Dual Port 80 amp Bluetooth/Wi-Fi/Ethernet connection, wall-mount, 5 years parts only warranty, 5 years Network services, 5 years Maintenance plan | HCS-80R-NB-D-5M-5N | OpConnect/ClipperCreek | OpConnect/ClipperCreek | UL 1660 - C22.2 No. 227.2.1-280 | 9937.4 | 10559 | 100 | 12411 | 12138.67 | 2201.27 | 4-6 months
Puget Sound Solar | 3 | Smart Level 2 | OpConnect Ruggedized HCS 80 Amp Dual with 5 years Maintenance & 5 years Network | OpConnect Ruggedized HCS Dual Port 80 amp Cellular connection, wall-mount, 5 years parts only warranty, 5 years Network services, 5 years Maintenance plan | HCS-80R-NC-D-5M-5N | OpConnect/ClipperCreek | OpConnect/ClipperCreek | UL 1660 - C22.2 No. 227.2.1-281 | 11917.4 | 13089 | 100 | 13885 | 13568.45 | 1651.05 | 4-6 months
Puget Sound Solar | 3 | Smart Level 2 | OpConnect CS 100 Amp Dual with 5 years Maintenance & 5 years Network | OpConnect CS Dual Port 100 amp Bluetooth/Wi-Fi/Ethernet connection, wall-mount, 5 years parts only warranty, 5 years Network services, 5 years Maintenance plan | CS-100-NB-D-5M-5N | OpConnect/ClipperCreek | OpConnect/ClipperCreek | UL 1660 - C22.2 No. 227.2.1-282 | 12335.4 | 13939 | 100 | 15373 | 15011.81 | 2676.41 | 4-6 months
Puget Sound Solar | 3 | Smart Level 2 | OpConnect CS 100 Amp Dual with 5 years Maintenance & 5 years Network | OpConnect CS Dual Port 100 amp Cellular connection, wall-mount, 5 years parts only warranty, 5 years Network services, 5 years Maintenance plan | CS-100-NC-D-5M-5N | OpConnect/ClipperCreek | OpConnect/ClipperCreek | UL 1660 - C22.2 No. 227.2.1-283 | 14337.4 | 16219 | 100 | 16661 | 16261.17 | 1923.77 | 4-6 months
Puget Sound Solar | 3 | Smart Level 2 | OpConnect Ruggedized HCS 40 Amp Dual Pedestal with 5 years Maintenance & 5 years Network | OpConnect Ruggedized HCS Dual Port 40 amp Bluetooth/Wi-Fi/Ethernet connection, Pedestal-mount, 5 years parts only warranty, 5 years Network services, 5 years Maintenance plan | HCS-40R-NB-DP-5M-5N | OpConnect/ClipperCreek | OpConnect/ClipperCreek | UL 1660 - C22.2 No. 227.2.1-284 | 8361.1 | 8995 | 150 | 9795 | 9651.15 | 1290.05 | 4-6 months
Puget Sound Solar | 3 | Smart Level 2 | OpConnect Ruggedized HCS 40 Amp Dual Pedestal with 5 years Maintenance & 5 years Network | OpConnect Ruggedized HCS Dual Port 40 amp Cellular connection, Pedestal-mount, 5 years parts only warranty, 5 years Network services, 5 years Maintenance plan | HCS-40R-NC-DP-5M-5N | OpConnect/ClipperCreek | OpConnect/ClipperCreek | UL 1660 - C22.2 No. 227.2.1-285 | 9960.5 | 10755 | 150 | 11317 | 11127.49 | 1166.99 | 4-6 months
Puget Sound Solar | 3 | Smart Level 2 | OpConnect Ruggedized HCS 60 Amp Dual Pedestal with 5 years Maintenance & 5 years Network | OpConnect Ruggedized HCS Dual Port 60 amp Bluetooth/Wi-Fi/Ethernet connection, Pedestal-mount, 5 years parts only warranty, 5 years Network services, 5 years Maintenance plan | HCS-60R-NB-DP-5M-5N | OpConnect/ClipperCreek | OpConnect/ClipperCreek | UL 1660 - C22.2 No. 227.2.1-286 | 9300.5 | 10015 | 150 | 10693 | 10522.21 | 1221.71 | 4-6 months
Puget Sound Solar | 3 | Smart Level 2 | OpConnect Ruggedized HCS 60 Amp Dual Pedestal with 5 years Maintenance & 5 years Network | OpConnect Ruggedized HCS Dual Port 60 amp Cellular connection, Pedestal-mount, 5 years parts only warranty, 5 years Network services, 5 years Maintenance plan | HCS-60R-NC-DP-5M-5N | OpConnect/ClipperCreek | OpConnect/ClipperCreek | UL 1660 - C22.2 No. 227.2.1-287 | 10862.5 | 11775 | 150 | 12283 | 12064.51 | 1202.01 | 4-6 months
Puget Sound Solar | 3 | Smart Level 2 | OpConnect Ruggedized HCS 80 Amp Dual Pedestal with 5 years Maintenance & 5 years Network | OpConnect Ruggedized HCS Dual Port 80 amp Bluetooth/Wi-Fi/Ethernet connection, Pedestal-mount, 5 years parts only warranty, 5 years Network services, 5 years Maintenance plan | HCS-80R-NB-DP-5M-5N | OpConnect/ClipperCreek | OpConnect/ClipperCreek | UL 1660 - C22.2 No. 227.2.1-288 | 10681 | 11350 | 150 | 13434 | 13180.98 | 2499.98 | 4-6 months
Puget Sound Solar | 3 | Smart Level 2 | OpConnect Ruggedized HCS 80 Amp Dual Pedestal with 5 years Maintenance & 5 years Network | OpConnect Ruggedized HCS Dual Port 80 amp Cellular connection, Pedestal-mount, 5 years parts only warranty, 5 years Network services, 5 years Maintenance plan | HCS-80R-NC-DP-5M-5N | OpConnect/ClipperCreek | OpConnect/ClipperCreek | UL 1660 - C22.2 No. 227.2.1-289 | 12661 | 13880 | 150 | 14908 | 14610.76 | 1949.76 | 4-6 months
Puget Sound Solar | 3 | Smart Level 2 | OpConnect CS 100 Amp Dual Pedestal with 5 years Maintenance & 5 years Network | OpConnect CS Dual Port 100 amp Bluetooth/Wi-Fi/Ethernet connection, Pedestal-mount, 5 years parts only warranty, 5 years Network services, 5 years Maintenance plan | CS-100-NB-DP-5M-5N | OpConnect/ClipperCreek | OpConnect/ClipperCreek | UL 1660 - C22.2 No. 227.2.1-290 | 13079 | 14730 | 150 | 16396 | 16054.12 | 2975.12 | 4-6 months
Puget Sound Solar | 3 | Smart Level 2 | OpConnect CS 100 Amp Dual Pedestal with 5 years Maintenance & 5 years Network | OpConnect CS Dual Port 100 amp Cellular connection, Pedestal-mount, 5 years parts only warranty, 5 years Network services, 5 years Maintenance plan | CS-100-NC-DP-5M-5N | OpConnect/ClipperCreek | OpConnect/ClipperCreek | UL 1660 - C22.2 No. 227.2.1-291 | 15081 | 17010 | 150 | 17684 | 17303.48 | 2222.48 | 4-6 months
Puget Sound Solar | 3 | Smart Level 2 | OpConnect Ruggedized HCS 40 Amp Single with Cord Management with 5 years Maintenance & 5 years Network | OpConnect Ruggedized HCS Single Port 40 amp Bluetooth/Wi-Fi/Ethernet connection, wall-mount with Cord Management, 5 years parts only warranty, 5 years Network services, 5 years Maintenance plan | HCS-40R-NB-CMS-5M-5N | OpConnect/ClipperCreek | OpConnect/ClipperCreek | UL 1660 - C22.2 No. 227.2.1-292 | 4178.9 | 4451 | 100 | 4869 | 4822.93 | 644.03 | 4-6 months
Puget Sound Solar | 3 | Smart Level 2 | OpConnect Ruggedized HCS 40 Amp Single with Cord Management with 5 years Maintenance & 5 years Network | OpConnect Ruggedized HCS Single Port 40 amp Cellular connection, wall-mount with Cord Management, 5 years parts only warranty, 5 years Network services, 5 years Maintenance plan | HCS-40R-NC-CMS-5M-5N | OpConnect/ClipperCreek | OpConnect/ClipperCreek | UL 1660 - C22.2 No. 227.2.1-293 | 4978.6 | 5331 | 100 | 5630 | 5561.1 | 582.5 | 4-6 months
Puget Sound Solar | 3 | Smart Level 2 | OpConnect Ruggedized HCS 60 Amp Single with Cord Management with 5 years Maintenance & 5 years Network | OpConnect Ruggedized HCS Single Port 60 amp Bluetooth/Wi-Fi/Ethernet connection, wall-mount with Cord Management, 5 years parts only warranty, 5 years Network services, 5 years Maintenance plan | HCS-60R-NB-CMS-5M-5N | OpConnect/ClipperCreek | OpConnect/ClipperCreek | UL 1660 - C22.2 No. 227.2.1-294 | 4648.6 | 4961 | 100 | 5318 | 5258.46 | 609.86 | 4-6 months
Puget Sound Solar | 3 | Smart Level 2 | OpConnect Ruggedized HCS 60 Amp Single with Cord Management with 5 years Maintenance & 5 years Network | OpConnect Ruggedized HCS Single Port 60 amp Cellular connection, wall-mount with Cord Management, 5 years parts only warranty, 5 years Network services, 5 years Maintenance plan | HCS-60R-NC-CMS-5M-5N | OpConnect/ClipperCreek | OpConnect/ClipperCreek | UL 1660 - C22.2 No. 227.2.1-295 | 5429.6 | 5841 | 100 | 6113 | 6029.61 | 600.01 | 4-6 months
Puget Sound Solar | 3 | Smart Level 2 | OpConnect Ruggedized HCS 80 Amp Single with Cord Management with 5 years Maintenance & 5 years Network | OpConnect Ruggedized HCS Single Port 80 amp Bluetooth/Wi-Fi/Ethernet connection, wall-mount with Cord Management, 5 years parts only warranty, 5 years Network services, 5 years Maintenance plan | HCS-80R-NB-CMS-5M-5N | OpConnect/ClipperCreek | OpConnect/ClipperCreek | UL 1660 - C22.2 No. 227.2.1-296 | 5352.6 | 5641 | 100 | 6701 | 6599.97 | 1247.37 | 4-6 months
Puget Sound Solar | 3 | Smart Level 2 | OpConnect Ruggedized HCS 80 Amp Single with Cord Management with 5 years Maintenance & 5 years Network | OpConnect Ruggedized HCS Single Port 80 amp Cellular connection, wall-mount with Cord Management, 5 years parts only warranty, 5 years Network services, 5 years Maintenance plan | HCS-80R-NC-CMS-5M-5N | OpConnect/ClipperCreek | OpConnect/ClipperCreek | UL 1660 - C22.2 No. 227.2.1-297 | 6342.6 | 6906 | 100 | 7438 | 7314.86 | 972.26 | 4-6 months
Puget Sound Solar | 3 | Smart Level 2 | OpConnect CS 100 Amp Single with Cord Management with 5 years Maintenance & 5 years Network | OpConnect CS Single Port 100 amp Bluetooth/Wi-Fi/Ethernet connection, wall-mount with Cord Management, 5 years parts only warranty, 5 years Network services, 5 years Maintenance plan | CS-100-NB-CMS-5M-5N | OpConnect/ClipperCreek | OpConnect/ClipperCreek | UL 1660 - C22.2 No. 227.2.1-298 | 6551.6 | 7331 | 100 | 8182 | 8036.54 | 1484.94 | 4-6 months
Puget Sound Solar | 3 | Smart Level 2 | OpConnect CS 100 Amp Single with Cord Management with 5 years Maintenance & 5 years Network | OpConnect CS Single Port 100 amp Cellular connection, wall-mount with Cord Management, 5 years parts only warranty, 5 years Network services, 5 years Maintenance plan | CS-100-NC-CMS-5M-5N | OpConnect/ClipperCreek | OpConnect/ClipperCreek | UL 1660 - C22.2 No. 227.2.1-299 | 7552.6 | 8471 | 100 | 8826 | 8661.22 | 1108.62 | 4-6 months
Puget Sound Solar | 3 | Smart Level 2 | OpConnect Ruggedized HCS 40 Amp Single with Cord Management Pedestal with 5 years Maintenance & 5 years Network | OpConnect Ruggedized HCS Single Port 40 amp Bluetooth/Wi-Fi/Ethernet connection, Pedestal-mount with Cord Management, 5 years parts only warranty, 5 years Network services, 5 years Maintenance plan | HCS-40R-NB-P-CMS-5M-5N | OpConnect/ClipperCreek | OpConnect/ClipperCreek | UL 1660 - C22.2 No. 227.2.1-300 | 5273.4 | 5601 | 150 | 6462 | 6418.14 | 1144.74 | 4-6 months
Puget Sound Solar | 3 | Smart Level 2 | OpConnect Ruggedized HCS 40 Amp Single with Cord Management Pedestal with 5 years Maintenance & 5 years Network | OpConnect Ruggedized HCS Single Port 40 amp Cellular connection, Pedestal-mount with Cord Management, 5 years parts only warranty, 5 years Network services, 5 years Maintenance plan | HCS-40R-NC-P-CMS-5M-5N | OpConnect/ClipperCreek | OpConnect/ClipperCreek | UL 1660 - C22.2 No. 227.2.1-301 | 6073.1 | 6481 | 150 | 7223 | 7156.31 | 1083.21 | 4-6 months
Puget Sound Solar | 3 | Smart Level 2 | OpConnect Ruggedized HCS 60 Amp Single with Cord Management Pedestal with 5 years Maintenance & 5 years Network | OpConnect Ruggedized HCS Single Port 60 amp Bluetooth/Wi-Fi/Ethernet connection, pedestal-mount with Cord Management, 5 years parts only warranty, 5 years Network services, 5 years Maintenance plan | HCS-60R-NB-P-CMS-5M-5N | OpConnect/ClipperCreek | OpConnect/ClipperCreek | UL 1660 - C22.2 No. 227.2.1-302 | 5743.1 | 6111 | 150 | 6911 | 6853.67 | 1110.57 | 4-6 months
Puget Sound Solar | 3 | Smart Level 2 | OpConnect Ruggedized HCS 60 Amp Single with Cord Management Pedestal with 5 years Maintenance & 5 years Network | OpConnect Ruggedized HCS Single Port 60 amp Cellular connection, pedestal-mount with Cord Management, 5 years parts only warranty, 5 years Network services, 5 years Maintenance plan | HCS-60R-NC-P-CMS-5M-5N | OpConnect/ClipperCreek | OpConnect/ClipperCreek | UL 1660 - C22.2 No. 227.2.1-303 | 6524.1 | 6991 | 150 | 7706 | 7624.82 | 1100.72 | 4-6 months
Puget Sound Solar | 3 | Smart Level 2 | OpConnect Ruggedized HCS 80 Amp Single with Cord Management Pedestal with 5 years Maintenance & 5 years Network | OpConnect Ruggedized HCS Single Port 80 amp Bluetooth/Wi-Fi/Ethernet connection, pedestal-mount with Cord Management, 5 years parts only warranty, 5 years Network services, 5 years Maintenance plan | HCS-80R-NB-P-CMS-5M-5N | OpConnect/ClipperCreek | OpConnect/ClipperCreek | UL 1660 - C22.2 No. 227.2.1-304 | 6447.1 | 6791 | 150 | 8294 | 8195.18 | 1748.08 | 4-6 months
Puget Sound Solar | 3 | Smart Level 2 | OpConnect Ruggedized HCS 80 Amp Single with Cord Management Pedestal with 5 years Maintenance & 5 years Network | OpConnect Ruggedized HCS Single Port 80 amp Cellular connection, pedestal-mount with Cord Management, 5 years parts only warranty, 5 years Network services, 5 years Maintenance plan | HCS-80R-NC-P-CMS-5M-5N | OpConnect/ClipperCreek | OpConnect/ClipperCreek | UL 1660 - C22.2 No. 227.2.1-305 | 7437.1 | 8056 | 150 | 9031 | 8910.07 | 1472.97 | 4-6 months
Puget Sound Solar | 3 | Smart Level 2 | OpConnect CS 100 Amp Single with Cord Management Pedestal with 5 years Maintenance & 5 years Network | OpConnect CS Single Port 100 amp Bluetooth/Wi-Fi/Ethernet connection, Pedestal-mount with Cord Management, 5 years parts only warranty, 5 years Network services, 5 years Maintenance plan | CS-100-NB-P-CMS-5M-5N | OpConnect/ClipperCreek | OpConnect/ClipperCreek | UL 1660 - C22.2 No. 227.2.1-306 | 7646.1 | 8481 | 150 | 9775 | 9631.75 | 1985.65 | 4-6 months
Puget Sound Solar | 3 | Smart Level 2 | OpConnect CS 100 Amp Single with Cord Management Pedestal with 5 years Maintenance & 5 years Network | OpConnect CS Single Port 100 amp Cellular connection, Pedestal-mount with Cord Management, 5 years parts only warranty, 5 years Network services, 5 years Maintenance plan | CS-100-NC-P-CMS-5M-5N | OpConnect/ClipperCreek | OpConnect/ClipperCreek | UL 1660 - C22.2 No. 227.2.1-307 | 8647.1 | 9621 | 150 | 10419 | 10256.43 | 1609.33 | 4-6 months
Puget Sound Solar | 3 | Smart Level 2 | OpConnect Ruggedized HCS 40 Amp Dual with Cord Management with 5 years Maintenance & 5 years Network | OpConnect Ruggedized HCS Dual Port 40 amp Bluetooth/Wi-Fi/Ethernet connection, Pedestal-mount with Cord Management, 5 years parts only warranty, 5 years Network services, 5 years Maintenance plan | HCS-40R-NB-D-CMS-5M-5N | OpConnect/ClipperCreek | OpConnect/ClipperCreek | UL 1660 - C22.2 No. 227.2.1-308 | 8440.3 | 9012 | 175 | 9903 | 9780.91 | 1340.61 | 4-6 months
Puget Sound Solar | 3 | Smart Level 2 | OpConnect Ruggedized HCS 40 Amp Dual with Cord Management with 5 years Maintenance & 5 years Network | OpConnect Ruggedized HCS Dual Port 40 amp Cellular connection, Pedesstal-mount with Cord Management, 5 years parts only warranty, 5 years Network services, 5 years Maintenance plan | HCS-40R-NC-D-CMS-5M-5N | OpConnect/ClipperCreek | OpConnect/ClipperCreek | UL 1660 - C22.2 No. 227.2.1-309 | 10039.7 | 10772 | 175 | 11425 | 11257.25 | 1217.55 | 4-6 months
Puget Sound Solar | 3 | Smart Level 2 | OpConnect Ruggedized HCS 60 Amp Dual with Cord Management with 5 years Maintenance & 5 years Network | OpConnect Ruggedized HCS Dual Port 60 amp Bluetooth/Wi-Fi/Ethernet connection, wall-mount, 5 years parts only warranty, 5 years Network services, 5 years Maintenance plan | HCS-60R-NB-D-CMS-5M-5N | OpConnect/ClipperCreek | OpConnect/ClipperCreek | UL 1660 - C22.2 No. 227.2.1-310 | 9379.7 | 10032 | 175 | 10801 | 10651.97 | 1272.27 | 4-6 months
Puget Sound Solar | 3 | Smart Level 2 | OpConnect Ruggedized HCS 60 Amp Dual with Cord Management with 5 years Maintenance & 5 years Network | OpConnect Ruggedized HCS Dual Port 60 amp Cellular connection, wall-mount, 5 years parts only warranty, 5 years Network services, 5 years Maintenance plan | HCS-60R-NC-D-CMS-5M-5N | OpConnect/ClipperCreek | OpConnect/ClipperCreek | UL 1660 - C22.2 No. 227.2.1-311 | 10941.7 | 11792 | 175 | 12391 | 12194.27 | 1252.57 | 4-6 months
Puget Sound Solar | 3 | Smart Level 2 | OpConnect Ruggedized HCS 80 Amp Dual with Cord Management with 5 years Maintenance & 5 years Network | OpConnect Ruggedized HCS Dual Port 80 amp Bluetooth/Wi-Fi/Ethernet connection, wall-mount, 5 years parts only warranty, 5 years Network services, 5 years Maintenance plan | HCS-80R-NB-D-CMS-5M-5N | OpConnect/ClipperCreek | OpConnect/ClipperCreek | UL 1660 - C22.2 No. 227.2.1-312 | 10760.2 | 11367 | 175 | 13542 | 13310.74 | 2550.54 | 4-6 months
Puget Sound Solar | 3 | Smart Level 2 | OpConnect Ruggedized HCS 80 Amp Dual with Cord Management with 5 years Maintenance & 5 years Network | OpConnect Ruggedized HCS Dual Port 80 amp Cellular connection, wall-mount, 5 years parts only warranty, 5 years Network services, 5 years Maintenance plan | HCS-80R-NC-D-CMS-5M-5N | OpConnect/ClipperCreek | OpConnect/ClipperCreek | UL 1660 - C22.2 No. 227.2.1-313 | 12740.2 | 13897 | 175 | 15016 | 14740.52 | 2000.32 | 4-6 months
Puget Sound Solar | 3 | Smart Level 2 | OpConnect CS 100 Amp Dual with Cord Management with 5 years Maintenance & 5 years Network | OpConnect CS Dual Port 100 amp Bluetooth/Wi-Fi/Ethernet connection, wall-mount with Cord Management, 5 years parts only warranty, 5 years Network services, 5 years Maintenance plan | CS-100-NB-D-CMS-5M-5N | OpConnect/ClipperCreek | OpConnect/ClipperCreek | UL 1660 - C22.2 No. 227.2.1-314 | 13158.2 | 14747 | 175 | 16504 | 16183.88 | 3025.68 | 4-6 months
Puget Sound Solar | 3 | Smart Level 2 | OpConnect CS 100 Amp Dual with Cord Management with 5 years Maintenance & 5 years Network | OpConnect CS Dual Port 100 amp Cellular connection, wall-mount with Cord Management, 5 years parts only warranty, 5 years Network services, 5 years Maintenance plan | CS-100-NC-D-CMS-5M-5N | OpConnect/ClipperCreek | OpConnect/ClipperCreek | UL 1660 - C22.2 No. 227.2.1-315 | 15160.2 | 17027 | 175 | 17792 | 17433.24 | 2273.04 | 4-6 months
Puget Sound Solar | 3 | Smart Level 2 | OpConnect Ruggedized HCS 40 Amp Dual with Cord Management Pedestal with 5 years Maintenance & 5 years Network | OpConnect Ruggedized HCS Dual Port 40 amp Bluetooth/Wi-Fi/Ethernet connection, Pedestal-mount with Cord Management, 5 years parts only warranty, 5 years Network services, 5 years Maintenance plan | HCS-40R-NB-DP-CMS-5M-5N | OpConnect/ClipperCreek | OpConnect/ClipperCreek | UL 1660 - C22.2 No. 227.2.1-316 | 9475.4 | 10116 | 175 | 12977 | 12762.69 | 3287.29 | 4-6 months
Puget Sound Solar | 3 | Smart Level 2 | OpConnect Ruggedized HCS 40 Amp Dual with Cord Management Pedestal with 5 years Maintenance & 5 years Network | OpConnect Ruggedized HCS Dual Port 40 amp Cellular connection, Pedestal-mount with Cord Management, 5 years parts only warranty, 5 years Network services, 5 years Maintenance plan | HCS-40R-NC-DP-CMS-5M-5N | OpConnect/ClipperCreek | OpConnect/ClipperCreek | UL 1660 - C22.2 No. 227.2.1-317 | 11074.8 | 11876 | 175 | 12353 | 12157.41 | 1082.61 | 4-6 months
Puget Sound Solar | 3 | Smart Level 2 | OpConnect Ruggedized HCS 60 Amp Dual with Cord Management Pedestal with 5 years Maintenance & 5 years Network | OpConnect Ruggedized HCS Dual Port 60 amp Bluetooth/Wi-Fi/Ethernet connection, Pedestal-mount with Cord Management, 5 years parts only warranty, 5 years Network services, 5 years Maintenance plan | HCS-60R-NB-DP-CMS-5M-5N | OpConnect/ClipperCreek | OpConnect/ClipperCreek | UL 1660 - C22.2 No. 227.2.1-318 | 10414.8 | 11136 | 175 | 13943 | 13699.71 | 3284.91 | 4-6 months
Puget Sound Solar | 3 | Smart Level 2 | OpConnect Ruggedized HCS 60 Amp Dual with Cord Management Pedestal with 5 years Maintenance & 5 years Network | OpConnect Ruggedized HCS Dual Port 60 amp Cellular connection, Pedestal-mount with Cord Management, 5 years parts only warranty, 5 years Network services, 5 years Maintenance plan | HCS-60R-NC-DP-CMS-5M-5N | OpConnect/ClipperCreek | OpConnect/ClipperCreek | UL 1660 - C22.2 No. 227.2.1-319 | 11976.8 | 12896 | 175 | 15094 | 14816.18 | 2839.38 | 4-6 months
Puget Sound Solar | 3 | Smart Level 2 | OpConnect Ruggedized HCS 80 Amp Dual with Cord Management Pedestal with 5 years Maintenance & 5 years Network | OpConnect Ruggedized HCS Dual Port 80 amp Bluetooth/Wi-Fi/Ethernet connection, Pedestal-mount with Cord Management, 5 years parts only warranty, 5 years Network services, 5 years Maintenance plan | HCS-80R-NB-DP-CMS-5M-5N | OpConnect/ClipperCreek | OpConnect/ClipperCreek | UL 1660 - C22.2 No. 227.2.1-320 | 11795.3 | 12471 | 175 | 15049 | 14772.53 | 2977.23 | 4-6 months
Puget Sound Solar | 3 | Smart Level 2 | OpConnect Ruggedized HCS 80 Amp Dual with Cord Management Pedestal with 5 years Maintenance & 5 years Network | OpConnect Ruggedized HCS Dual Port 80 amp Cellular connection, Pedestal-mount with Cord Management, 5 years parts only warranty, 5 years Network services, 5 years Maintenance plan | HCS-80R-NC-DP-CMS-5M-5N | OpConnect/ClipperCreek | OpConnect/ClipperCreek | UL 1660 - C22.2 No. 227.2.1-321 | 13775.3 | 15001 | 175 | 16568 | 16245.96 | 2470.66 | 4-6 months
Puget Sound Solar | 3 | Smart Level 2 | OpConnect CS 100 Amp Dual with Cord Management Pedestal with 5 years Maintenance & 5 years Network | OpConnect CS Dual Port 100 amp Bluetooth/Wi-Fi/Ethernet connection, Pedestal-mount with Cord Management, 5 years parts only warranty, 5 years Network services, 5 years Maintenance plan | CS-100-NB-DP-CMS-5M-5N | OpConnect/ClipperCreek | OpConnect/ClipperCreek | UL 1660 - C22.2 No. 227.2.1-322 | 14193.3 | 15851 | 175 | 18056 | 17689.32 | 3496.02 | 4-6 months
Puget Sound Solar | 3 | Smart Level 2 | OpConnect CS 100 Amp Dual with Cord Management Pedestal with 5 years Maintenance & 5 years Network | OpConnect CS Dual Port 100 amp Cellular connection, Pedestal-mount with Cord Management, 5 years parts only warranty, 5 years Network services, 5 years Maintenance plan | CS-100-NC-DP-CMS-5M-5N | OpConnect/ClipperCreek | OpConnect/ClipperCreek | UL 1660 - C22.2 No. 227.2.1-323 | 16195.3 | 18131 | 175 | 19344 | 18938.68 | 2743.38 | 4-6 months
Puget Sound Solar | 3 | Smart Level 2 | Level 2 EVSE Data Collection Kit | Level 2 EVSE Data Collection Kit. For ClipperCreek HCS or CS models, Aerovironment select models, Tesla Wall Plug select models. Collects and reports EV charging session data for Low carbon fuel standard (LCFS) credits and/or compliance with grant requirements for data collection and reporting. 1 year parts only warranty , 1 year Network services | OP-DATAKIT-1N | OpConnect | OpConnect | UL 1660 - C22.2 No. 227.2.1-324 | 470.8 | 588.5 | 20 | 703 | 701.91 | 231.11 | 4-6 months
Puget Sound Solar | 3 | Smart Level 2 | Level 2 EVSE Data Collection Kit | Level 2 EVSE Data Collection Kit. For ClipperCreek HCS or CS models, Aerovironment select models, Tesla Wall Plug select models. Collects and reports EV charging session data for Low carbon fuel standard (LCFS) credits and/or compliance with grant requirements for data collection and reporting. 1 year parts only warranty , 5 years Network services | OP-DATAKIT-5N | OpConnect | OpConnect | UL 1660 - C22.2 No. 227.2.1-325 | 734.8 | 918.5 | 20 | 1153 | 1138.41 | 403.61 | 4-6 months
Puget Sound Solar | 3 | Smart Level 2 | Level 2 EVSE Network Client Kit -Cellular | Level 2 EVSE Network Client Kit. For ClipperCreek HCS or CS EVSE rated 40-100A. Adds full networking capability including payments, data collection and energy management. OCPP v1.6 communication protocol, Cellular communication. 1year parts only warranty, 1yr Network services | OP-NCKIT-CELL-1N | OpConnect | OpConnect | UL 1660 - C22.2 No. 227.2.1-326 | 1095.6 | 1369.5 | 20 | 1243 | 1225.71 | 130.11 | 4-6 months
Puget Sound Solar | 3 | Smart Level 2 | Level 2 EVSE Network Client Kit -Cellular | Level 2 EVSE Network Client Kit. For ClipperCreek HCS or CS EVSE rated 40-100A. Adds full networking capability including payments, data collection and energy management. OCPP v1.6 communication protocol, Cellular communication. 1year parts only warranty, 5 years Network services | OP-NCKIT-CELL-5N | OpConnect | OpConnect | UL 1660 - C22.2 No. 227.2.1-327 | 2195.6 | 2744.5 | 20 | 2443 | 2389.71 | 194.11 | 4-6 months
Puget Sound Solar | 3 | Smart Level 2 | Level 2 EVSE Network Client Kit-BLE/Ethernet | Level 2 EVSE Network Client Kit. For ClipperCreek HCS or CS EVSE rated 40-100A - Adds full networking capability including payments, data collection and energy management, OCPP v1.6 communication protocol, Bluetooth communication to driver’s mobile device or Ethernet communication. 1year parts only warranty, 1 year Network services | OP-NCKIT-BLE-1N | OpConnect | OpConnect | UL 1660 - C22.2 No. 227.2.1-328 | 772.2 | 965.25 | 20 | 924 | 916.28 | 144.08 | 4-6 months
Puget Sound Solar | 3 | Smart Level 2 | Level 2 EVSE Network Client Kit-BLE/Ethernet | Level 2 EVSE Network Client Kit. For ClipperCreek HCS or CS EVSE rated 40-100A - Adds full networking capability including payments, data collection and energy management, OCPP v1.6 communication protocol, Bluetooth communication to driver’s mobile device or Ethernet communication. 1year parts only warranty, 1 year Network services | OP-NCKIT-BLE-5N | OpConnect | OpConnect | UL 1660 - C22.2 No. 227.2.1-329 | 1388.2 | 1735.25 | 20 | 1674 | 1643.78 | 255.58 | 4-6 months
Puget Sound Solar | 3 | Smart Level 2 | OpConnect HCS Series Installation | Installation of OpConnect HCS Series Charger (no "make-ready') | n/a | Puget Sound Solar | n/a | UL 1660 - C22.2 No. 227.2.1-330 | 860 |  | 0 |  | 0 | -860 | 4-6 months
Puget Sound Solar | 3 | Smart Level 2 | OpConnect CS Series Installation | Installation of OpConnect CS Series Charger (no "make-ready') | n/a | Puget Sound Solar | n/a | UL 1660 - C22.2 No. 227.2.1-331 | 650 |  | 0 |  | 0 | -650 | 4-6 months
Puget Sound Solar | 3 | Smart Level 2 | Op Connect CMK Installation | Installation of OpConnect Cable Management Kit included with charger (no "make-ready') | n/a | Puget Sound Solar | n/a | UL 1660 - C22.2 No. 227.2.1-332 | 200 |  | 0 |  | 0 | -200 | 4-6 months
Puget Sound Solar | 3 | Network Service | OpConnect Dual Installation Addition | Installation of OpConnect CS or HCS Series Dual Models |  | Puget Sound Solar |  | UL 1660 - C22.2 No. 227.2.1-333 | 325 |  | 0 |  | 0 | -325 | 4-6 months
Puget Sound Solar | 3 | Network Service | Terra 54 HV C 50kW DC Fast Charger | Terra 54 HV C - 50 kW DC Fast Charger rated up to 920 VDC with 20 foot CCS-1 Cable, RFID Reader, LCD Display, 4G cellular modem, 2 year warranty, | 6AGC084934 | OppConnect/ABB | OppConnect/ABB | UL 1660 - C22.2 No. 227.2.1-334 | 32528 | 39410 | 375 | 43202 | 42280.94 | 9752.94 | 4-6 months
Puget Sound Solar | 3 | Network Service | Terra 54 CJ C 50kW DC Fast Charger | Terra 54 CJ - 50 kW DC Fast Charger rated up to 500 VDC with 20 foot CCS-1 Cable, and 20 ft Chademo Cable, RFID Reader, LCD Display, 4G cellular modem, 2 year warranty | 6AGC071648 | OppConnect/ABB | OppConnect/ABB | UL 1660 - C22.2 No. 227.2.1-335 | 30589.336 | 36986.67 | 375 | 43227 | 42305.19 | 11715.854 | 4-6 months
Puget Sound Solar | 3 | Network Service | Cable Management System | Optional: Terra 54/94/124/184 Cable management retractor system (Includes one cable retractor, order qty 2 for stations with two cables) | 6AGC101049 | OppConnect/ABB | OppConnect/ABB | UL 1660 - C22.2 No. 227.2.1-336 | 2473.336 | 1841.67 | 150 |  | 150 | -2323.336 | 4-6 months
Puget Sound Solar | 3 | Network Service | Terra DC Wallbox - 20 kW Wallmounted DC Fast Charge | Terra DC Wallbox - 20 kW Wallmounted DC Fast Charger rated up to 920 VDC with 23 foot CCS-1 Cable, 208/240 volt single-phase input, EMC Class A rating, RFID Reader, 7" LCD Display, cellular modem, basic cable management holster for CCS-1, 2 year parts only warranty *Denotes EMC Class A Unit, may not be used in residential grid application | 6AGC079381 | OppConnect/ABB | OppConnect/ABB | UL 1660 - C22.2 No. 227.2.1-337 | 12540 | 14425 | 125 | 16805 | 16425.85 | 3885.85 | 4-6 months
Puget Sound Solar | 3 | Network Service | Terra DC Wallbox - 24 kW Wallmounted DC Fast Charger | Terra DC Wallbox - 24 kW Wallmounted DC Fast Charger rated up to 920 VDC with 23 foot CCS-1 Cable, 480 volt three-phase input, EMC Class B rating, RFID Reader, 7" LCD Display, cellular modem, basic cable management holster for CCS-1, 2 year parts only warranty | 6AGC081364 | OppConnect/ABB | OppConnect/ABB | UL 1660 - C22.2 No. 227.2.1-338 | 12838.664 | 14798.33 | 125 | 17314 | 16919.58 | 4080.916 | 4-6 months
Puget Sound Solar | 3 | Installation Services | Terra 94 CC - 90 kW DC Fast Charger | Terra 94 CC - 90 kW DC Fast Charger rated up to 920 VDC with two x 20 foot 200 amp CCS-1 Cable and one Chademo Cable, can only charge one vehicle at a time, RFID Reader, 7" LCD Display, cellular modem, 2 year warranty. (Field upgradeable with additional power modules will require field UL certification.) | 6AGC080808 | OppConnect/ABB | OppConnect/ABB | UL 1660 - C22.2 No. 227.2.1-339 | 55561.36 | 68201.7 | 375 | 75897 | 73995.09 | 18433.73 | 4-6 months
Puget Sound Solar | 3 | Installation Services | Terra 94 CJ - 90 kW DC Fast Charger | Terra 94 CJ - 90 kW DC Fast Charger rated up to 920 VDC with one x 20 foot 200 amp CCS-1 Cable and one Chademo Cable, can only charge one vehicle at a time, RFID Reader, 7" LCD Display, cellular modem, 2 year warranty. (Field upgradeable with additional power modules will require field UL certification.) | 6AGC080809 | OppConnect/ABB | OppConnect/ABB | UL 1660 - C22.2 No. 227.2.1-340 | 57070.2 | 70087.75 | 375 | 78469 | 76489.93 | 19419.73 | 4-6 months
Puget Sound Solar | 3 | Installation Services | Terra 124 CC - 120 kW DC Fast Charger | Terra 124 CC - 120 kW DC Fast Charger rated up to 920 VDC with two x 20 foot 200 amp CCS-1 Cables with Dynamic DC power sharing can charge 2 cars simultaneously up to 60 kW each, RFID Reader, 7" LCD Display, cellular modem, 2 year warranty - (Field upgradeable with additional power modules will require field UL certification.) | 6AGC082796 | OppConnect/ABB | OppConnect/ABB | UL 1660 - C22.2 No. 227.2.1-341 | 62418.52 | 76773.15 | 425 | 84895 | 82773.15 | 20354.63 | 4-6 months
Puget Sound Solar | 3 | Installation Services | Terra 124 CJ - 120 kW DC Fast Charger | Terra 124 CJ - 120 kW DC Fast Charger rated up to 920 VDC with one 20 foot 200 amp CCS-1 Cable and one Chademo cable with Dynamic DC power sharing can charge 2 cars simultaneously up to 60 kW each), RFID Reader, 7" LCD Display, cellular modem, 2 year warranty - (Field upgradeable with additional power modules will require field UL certification.) | 6AGC082797 | OppConnect/ABB | OppConnect/ABB | UL 1660 - C22.2 No. 227.2.1-342 | 63677.56 | 78346.95 | 425 | 87387 | 85190.39 | 21512.83 | 4-6 months
Puget Sound Solar | 3 | DC Fast Charger | Terra 184 CC - 180 kW DC Fast Charger | Terra 184 CC - 180 kW DC Fast Charger rated up to 920 VDC with two x 20 foot 200 amp CCS-1 Cables with Dynamic DC power sharing can charge 2 cars simultaneously up to 90 kW each, RFID Reader, 7" LCD Display, cellular modem, 2 year warranty | 6AGC080815 | OppConnect/ABB | OppConnect/ABB | UL 1660 - C22.2 No. 227.2.1-343 | 78614.12 | 97017.65 | 565 | 103654 | 101109.38 | 22495.26 | 4-6 months
Puget Sound Solar | 3 | DC Fast Charger | Terra 184 CJ - 180 kW DC Fast Charger | Terra 184 CJ - 180 kW DC Fast Charger rated up to 920 VDC with one 20 foot 200 amp CCS-1 Cable and one Chademo cable with Dynamic DC power sharing can charge 2 cars simultaneously up to 90 kW each, RFID Reader, 7" LCD Display, cellular modem, 2 year warranty | 6AGC080816 | OppConnect/ABB | OppConnect/ABB | UL 1660 - C22.2 No. 227.2.1-344 | 80388.4 | 99235.5 | 565 | 106123 | 103504.31 | 23115.91 | 4-6 months
Puget Sound Solar | 3 | DC Fast Charger | Charger Connect | Charger Connect - Includes GSM connectivity, cellular data plan, live software updates and 24/7 NOC monitoring (Cost per station per year) | 6AGC064781 | OppConnect | OppConnect | UL 1660 - C22.2 No. 227.2.1-345 | $176.00/year/station) | $222/year/station | 0 |  | 0 | #VALUE! | 4-6 months
Puget Sound Solar | 3 | DC Fast Charger | Terra 175 HP - 160 kW DC Fast Charger | Terra 175 HP - 160 kW DC Fast Charger rated up to 920 VDC, One 160 kW Static Power Cabinet and One Liquid Cooled ChargePost (dispenser) with 13 foot 500 amp CCS-1 and 200 amp Chademo Cables, RFID Reader, 7" LCD Display, cellular modem, cable management, 2 year warranty | (1) 6AGC067631 (1) 6AGC082641 | OppConnect/ABB | OppConnect/ABB | UL 1660 - C22.2 No. 227.2.1-346 | 93313.4 | 115391.75 | 545 |  | 545 | -92768.4 | 4-6 months
Puget Sound Solar | 3 | DC Fast Charger | Terra 175 HP - 160 kW DC Fast Charger | Terra 175 HP - 160 kW DC Fast Charger rated up to 920 VDC, One 160 kW Dynamic Power Cabinet and One Liquid Cooled ChargePost (dispenser) with 13 foot 500 amp CCS-1 and 200 amp Chademo Cables, Dynamic Charging, RFID Reader, 7" LCD Display, cellular modem, cable management, 2 year warranty | (1) 6AGC067632 (1) 6AGC082641 | OppConnect/ABB | OppConnect/ABB | UL 1660 - C22.2 No. 227.2.1-347 | 96713.4 | 119641.75 | 545 |  | 545 | -96168.4 | 4-6 months
Puget Sound Solar | 3 | DC Fast Charger | NAYAX Credit Card Operating Fee | Web Tool Payment NAYAX Credit Card Operating Fee - Annual Operating Fee (Access to the payment application in Driver Care only, includes 5 licenses) | 4EPY450060R1 | OppConnect | OppConnect | UL 1660 - C22.2 No. 227.2.1-348 | 97.32 | 121.65 | 10 |  | 10 | -87.32 | 4-6 months
Puget Sound Solar | 3 | DC Fast Charger | NAYAX credit card reader for Terra 54, 94, 124, and 184 | Optional: NAYAX credit card reader for Terra 54, 94, 124, and 184 (doesn't include the labor to field install) | 6AGC072758 | OppConnect | OppConnect | UL 1660 - C22.2 No. 227.2.1-349 | 1579.048 | 1973.81 | 10 |  | 10 | -1569.048 | 4-6 months
Puget Sound Solar | 3 | DC Fast Charger | NAYAX VPOS TOUCH Credit Card Reader | Optional: NAYAX VPOS TOUCH Credit Card Reader - Terra HP - (doesn't include the labor to field install) | 6AGC072813 | OppConnect | OppConnect | UL 1660 - C22.2 No. 227.2.1-350 | 1579.048 | 1973.81 | 10 |  | 10 | -1569.048 | 4-6 months
Puget Sound Solar | 3 | DC Fast Charger | Activation Fee per Terra DC Wallbox | Activation Fee per Terra DC Wallbox - ABB will remotely activate the unit in our diagnostic system, check for any errors, load latest version of firmware, log unit for warranty activation, and enable any specific customizations that have been purchased by the customer | ACDCWB | OppConnect | OppConnect | UL 1660 - C22.2 No. 227.2.1-351 | 246.664 | 308.33 | 0 |  | 0 | -246.664 | n/a
Puget Sound Solar | 3 | DC Fast Charger | Activation Fee per Terra 54 or Terra 94 | Activation Fee per Terra 54 or Terra 94 - ABB will remotely activate the unit in our diagnostic system, check for any errors, load latest version of firmware, log unit for warranty activation, and enable any specific customizations that have been purchased by the customer | ACTX4 | OppConnect | OppConnect | UL 1660 - C22.2 No. 227.2.1-352 | 246.664 | 308.33 | 0 |  | 0 | -246.664 | n/a
Puget Sound Solar | 3 | DC Fast Charger | Activation Fee per Terra 124 or Terra 184 | Activation Fee per Terra 124 or Terra 184 - ABB will remotely activate the unit in our diagnostic system, check for any errors, load latest version of firmware, log unit for warranty activation, and enable any specific customizations that have been purchased by the customer | ACT1X4 | OppConnect | OppConnect | UL 1660 - C22.2 No. 227.2.1-353 | 493.336 | 616.67 | 0 |  | 0 | -493.336 | n/a
Puget Sound Solar | 3 | Service Plan | Activation Fee per Terra HP | Activation Fee per Terra HP - ABB will remotely activate the unit in our diagnostic system, check for any errors, load latest version of firmware, log unit for warranty activation, and enable any specific customizations that have been purchased by the customer | ACTHP | OppConnect | OppConnect | UL 1660 - C22.2 No. 227.2.1-354 | 984 | 1230 | 0 | 1400 | 1358 | 374 | n/a
Puget Sound Solar | 3 | DC Fast Charger | DC Fast Charger Installation - local | Materials, labor, permits, and project management associated for installation of any DC Fast Charger, no 'make ready', (R/T <2hours) | n/a | n/a | n/a | n/a | Cost + 20% | Cost + 20% | 0 |  |  |  | n/a
Puget Sound Solar | 3 | DC Fast Charger | DC Fast Charger Installation - Rural | Materials, labor, permits, and project management associated for installation of any DC Fast Charger, no 'make ready', (R/T >2hours) | n/a | n/a | n/a | n/a | Cost + 35% | Cost + 35% |  |  |  |  | n/a

## Freewire
COMPANY NAME | CATEGORY | TYPE OF PRODUCT (EX. Type of Charger, hardware, software, etc. ) | PRODUCT NAME | PRODUCT DESCRIPTION | MODEL | MANUFACTURER | BRAND | PRODUCT CERTIFICATIONS | CONTRACT COST | MSRP | # OF DAYS FOR DELIVERY AFTER ORDER RECEIPT | NOTES FOR TO CUSTOMERS
FreeWire Technologies | 1 - DCFC | DC Fast Charging Hardware | Boost 150 | Ultrafast EV Charger with Integrated Storage 160kWh capacity, 150kW output Dual-Port CHAdeMO and CCS Combo | Boost150 | FreeWire Technologies | FreeWire Technologies | U.S.: complies with UL 2202, UL 2231-1, UL 2231-2, UL 991, UL 1973 (battery pack), Enclosure Rating IP54 | 130950 | 135000 | 70-140 Days depending on order qty | Additional Discounts available for larger order quantities
FreeWire Technologies | 1 - DCFC | DC Fast Charging Hardware | Boost 150 - 3 Year Warranty | Boost 150 On-Site Warranty, Maintenance, and Connectivity for 3 Years | Boost150-3YR-WARRANTY | FreeWire Technologies | FreeWire Technologies | N/A | 27350 | 27350 | N/A | FreeWire requires at least 3 year warranty be purchased with Boost 150. See FreeWire Warranty Document for details
FreeWire Technologies | 1 - DCFC | DC Fast Charging Hardware | Boost 150 - 5 Year Warranty | Boost 150 On-Site Warranty On-Site Warranty, Maintenance, and Connectivity Extension to 5 Years | Boost150-5YR-WARRANTY | FreeWire Technologies | FreeWire Technologies | N/A | 17567 | 17567 | N/A | Optional extension to 5 Years. See FreeWire Warranty Document for details
FreeWire Technologies | 1 - DCFC | DC Fast Charging Hardware | Boost 200 | Ultrafast EV Charger with Integrated Storage 160kWh capacity, 200kW 1000V Output Dual-Port CHAdeMO and CCS Combo | Boost200 | FreeWire Technologies | FreeWire Technologies | U.S.: complies with UL 2202, UL 2231-1, UL 2231-2, UL 991, UL 1973 (battery pack), Enclosure Rating IP54 | 137740 | 142000 | 70-140 Days depending on order qty | Additional Discounts available for larger order quantities
FreeWire Technologies | 1 - DCFC | DC Fast Charging Hardware | Boost 200 - 3 Year Warranty | Boost 200 On-Site Warranty, Maintenance, and Connectivity for 3 Years | Boost200-3YR-WARRANTY | FreeWire Technologies | FreeWire Technologies | N/A | 30000 | 30000 | N/A | FreeWire requires at least 3 year warranty be purchased with Boost 200. See FreeWire Warranty Document for details
FreeWire Technologies | 1 - DCFC | DC Fast Charging Hardware | Boost 200 - 5 Year Warranty | Boost 200 On-Site Warranty, Maintenance, and Connectivity Extension to 5 Years | Boost200-5YR-WARRANTY | FreeWire Technologies | FreeWire Technologies | N/A | 19245 | 19245 | N/A | Optional extension to 5 Years. See FreeWire Warranty Document for details
FreeWire Technologies | 1 - DCFC | DC Fast Charging Hardware | Co-Branding | Branded charger wrap design and screen customization (pre-ship installation) for Boost 150 & Boost 200 | CO-BRAND | FreeWire Technologies | FreeWire Technologies | N/A | 3730 | 4000 | N/A | FreeWire will work with customer to incorporate designs and logos into co-branding
FreeWire Technologies | 1 - DCFC | DC Fast Charging Hardware | Post Warranty Monitoring and Data (Annual) | Post warranty monitoring, connectivity, and cellular data per year for Boost 150 and Boost 200 | POST-WARRANTY-DATA | FreeWire Technologies | FreeWire Technologies | N/A | 1100 | 1100 | N/A